## Copy_Of_3_MG_Limited_DB
Organization Name | Project/Facility Name | City | State | County | Zip Code | Grid Connected | Microgrid Type | Primary Application | Operational Year | Most Recent Install | Total Capacity (kW) | Generation Capacity (kW) | Storage Capacity (kW) | Technologies | CHP Capacity (kW) | Solar Capacity (kW) | Wind Capacity (kW) | Hydro Capacity (kW) | Fuel Cell Capacity (kW) | Diesel Capacity (kW) | Natural Gas Capacity (kW) | Biogas Capacity (kW) | Other Capacity (kW) | ADV Controls | Energy Storage (kWh) | Last Verified Year
Kotzebue Electric Association | Kotzebue, Alaska | Kotzebue | AK | Northwest Arctic | 99752 | Off Grid | Continuous | City/Community | 1997 | 2022 | 16879 | 15521 | 1358 | Solar, Wind, Diesel, Storage | 0 | 1226 | 3295 | 0 | 0 | 11000 | 0 | 0 | 0 | FALSE | 950 | 2023
Alaska Village Electric Cooperative | St. Paul Island | St. Paul | AK | Aleutians West Census Area | 99660 | Off Grid | Continuous | City/Community | 1999 | 2007 | 1360 | 1200 | 160 | CHP, Wind, Storage | 300 | 0 | 900 | 0 | 0 | 0 | 0 | 0 | 0 | TRUE | 25 | 2023
University of Alaska-Fairbanks | University of Alaska Fairbanks | Fairbanks | AK | Fairbanks North Star | 99709 | Off Grid | Continuous | College/University | 2018 | 2018 | 17000 | 17000 | 0 | CHP | 17000 | 0 | 0 | 0 | 0 | 0 | 0 | 0 | 0 | TRUE | 0 | 2023
Alaska Village Electric Cooperative | Wales, Alaska | Wales | AK | Nome | 99783 | Off Grid | Continuous | City/Community | 1992 | 2000 | 672 | 672 | 0 | CHP, Wind | 572 | 0 | 100 | 0 | 0 | 0 | 0 | 0 | 0 | FALSE | 0 | 2023
Matlakatla Power & Light | Metlakatla, Alaska | Metlakatla | AK | Prince Wales Ketchikan | 99926 | Off Grid | Continuous | City/Community | 1996 | 1996 | 9300 | 8300 | 1000 | Hydro, Diesel, Storage | 0 | 0 | 0 | 5000 | 0 | 3300 | 0 | 0 | 0 | FALSE | 0 | 2023
Kodiak Electric Association | Kodiak Island, Alaska | Kodiak | AK | Kodiak Island | 99615 | Off Grid | Continuous | City/Community | 2015 | 2015 | 78000 | 73000 | 5000 | Wind, Hydro, Diesel, Storage | 0 | 0 | 9000 | 31000 | 0 | 33000 | 0 | 0 | 0 | FALSE | 2000 | 2023
Alaska Village Electric Cooperative | Savoonga, Alaska | Savoonga | AK | Nome | 99769 | Off Grid | Continuous | City/Community | 2008 | 2014 | 1870 | 1870 | 0 | CHP, Wind | 1670 | 0 | 200 | 0 | 0 | 0 | 0 | 0 | 0 | FALSE | 0 | 2023
Alaska Village Electric Cooperative | Toksook Bay, Alaska | Toksook Bay | AK | Bethel | 99637 | Off Grid | Continuous | City/Community | 2005 | 2010 | 1700 | 1700 | 0 | CHP, Wind | 1300 | 0 | 400 | 0 | 0 | 0 | 0 | 0 | 0 | FALSE | 0 | 2023
U.S. Military | Eielson AFB, SE of Fairbanks | Fairbanks | AK | Fairbanks North Star | 99702 | Grid Connected | Continuous | Military |  |  | 21500 | 21500 | 0 | CHP, Diesel | 20000 | 0 | 0 | 0 | 0 | 1500 | 0 | 0 | 0 | FALSE | 0 | 2022
Nome Joint Utility Services | Nome, Alaska | Nome | AK | Nome | 99762 | Off Grid | Continuous | City/Community |  | 2013 | 7900 | 7900 | 0 | Wind, Diesel | 0 | 0 | 2700 | 0 | 0 | 5200 | 0 | 0 | 0 | FALSE | 0 | 2023
Chugach Electric Association | Fire Island (ABB Microgrid) | Anchorage | AK | Anchorage | 99501 | Off Grid | Conditional | City/Community | 2012 | 2012 | 17600 | 17600 | 0 | Wind | 0 | 0 | 17600 | 0 | 0 | 0 | 0 | 0 | 0 | FALSE | 0 | 2023
PowerSecure | Smart Neighborhood - Reynold's Landing | Hoover | AL | Jefferson | 35242 | Grid Connected | Continuous | City/Community | 2018 | 2018 | 1030 | 730 | 300 | Solar, Natural Gas, Storage | 0 | 330 | 0 | 0 | 0 | 0 | 400 | 0 | 0 | TRUE | 600 | 2023
Arizona State University | Arizona State University Microgrid | Tempe | AZ | Maricopa | 85281 | Grid Connected | Continuous | College/University | 2016 | 2019 | 40490 | 40490 | 0 | CHP, Solar, Diesel | 16200 | 16290 | 0 | 0 | 0 | 8000 | 0 | 0 | 0 | FALSE | 0 | 2024
U.S. Military | Marine Corps Air Station Yuma | Yuma | AZ | Yuma | 85365 | Grid Connected | Continuous | Military | 2016 | 2016 | 25000 | 25000 | 0 | Diesel | 0 | 0 | 0 | 0 | 0 | 25000 | 0 | 0 | 0 | TRUE | 0 | 2024
Arizona Public Service | Aligned Data Center | Phoenix | AZ | Maricopa | 85027 | Grid Connected | Conditional | Data Center | 2017 | 2017 | 63000 | 63000 | 0 | Diesel | 0 | 0 | 0 | 0 | 0 | 63000 | 0 | 0 | 0 | TRUE | 0 | 2024
Caterpillar | Caterpillar Tucson Proving Ground Microgrid, near Green Valley | Green Valley | AZ | Pima | 85701 | Off Grid | Continuous | Research Facility | 2016 | 2016 | 2230 | 1730 | 500 | Solar, Diesel, Storage | 0 | 500 | 0 | 0 | 0 | 1230 | 0 | 0 | 0 | TRUE | 0 | 2024
U.S. Military | Fort Hunter Liggett | Jolon | CA | Monterey | 93928 | Grid Connected | Conditional | Military | 2024 | 2024 | 9250 | 6750 | 2500 | Solar, Storage | 0 | 6750 | 0 | 0 | 0 | 0 | 0 | 0 | 0 | TRUE | 5000 | 2024
U.S. Military | Twenty-nine Palms Marine Corps Air Ground Combat Center, Twenty-nine Palms | Twentynine Palms | CA | San Bernardino | 92277 | Grid Connected | Continuous | Military | 2020 | 2020 | 26000 | 26000 | 0 | CHP, Solar | 16400 | 9600 | 0 | 0 | 0 | 0 | 0 | 0 | 0 | TRUE | 0 | 2024
University of California-San Diego | UC San Diego Microgrid | San Diego | CA | San Diego | 92093 | Grid Connected | Continuous | College/University | 2013 | 2013 | 37700 | 35200 | 2500 | CHP, Solar, Fuel Cell, Storage | 30000 | 2400 | 0 | 0 | 2800 | 0 | 0 | 0 | 0 | TRUE | 5000 | 2024
Santa Clara University | Santa Clara University Microgrid, Santa Clara | Santa Clara | CA | Santa Clara | 95053 | Grid Connected | Continuous | College/University | 2011 | 2011 | 9150 | 9150 | 0 | Solar, Diesel, Biogas | 0 | 1050 | 0 | 0 | 0 | 7100 | 0 | 1000 | 0 | FALSE | 0
SDG&E | Borrego Springs Microgrid | Borrego Springs | CA | San Diego | 92004 | Grid Connected | Conditional | City/Community | 2013 | 2022 | 31350 | 29850 | 1500 | Solar, Fuel Cell, Diesel, Storage | 0 | 26000 | 0 | 0 | 250 | 3600 | 0 | 0 | 0 | TRUE | 4500 | 2024
U.S. Marine Corps | Marine Corps Air Station Miramar | San Diego | CA | San Diego | 92137 | Grid Connected | Continuous | Military | 2021 | 2020 | 11750 | 11500 | 250 | CHP, Solar, Diesel, Natural Gas, Storage | 3200 | 1300 | 0 | 0 | 0 | 4000 | 3000 | 0 | 0 | TRUE | 1000 | 2023
PG&E | Yerba Buena Microgrid at HGST R&D facility, San Jose (near PG&E’s Swift Substation) | San Jose | CA | Santa Clara | 95135 | Grid Connected | Conditional | Research Facility | 2013 | 2013 | 4000 | 0 | 4000 | Storage | 0 | 0 | 0 | 0 | 0 | 0 | 0 | 0 | 0 | TRUE |  | 2024
National Park Service | Alcatraz Island, San Francisco | San Francisco | CA | San Francisco | 94133 | Grid Connected | Conditional | Recreation | 2012 | 2012 | 705 | 305 | 400 | Solar, Storage | 0 | 305 | 0 | 0 | 0 | 0 | 0 | 0 | 0 | FALSE | 0 | 2023
U.S. Military | San Nicolas Island Naval Facility, Ventura Naval Base | San Nicolas Island | CA | Ventura | 93042 | Off Grid | Continuous | Military | 2013 | 2013 | 4700 | 4200 | 500 | Wind, Diesel, Storage | 0 | 0 | 700 | 0 | 0 | 3500 | 0 | 0 | 0 | FALSE | 0 | 2022
Southern California Edison | Catalina Island | Catalina Island | CA | Los Angeles | 90704 | Off Grid | Continuous | City/Community | 2012 | 2012 | 6000 | 5000 | 1000 | Diesel, Storage, Other | 0 | 0 | 0 | 0 | 0 | 3600 | 0 | 0 | 1400 | TRUE | 0 | 2024
U.S. Military | U.S. Navy San Clemente Island Microgrid | San Clemente | CA | Orange | 90704 | Off Grid | Continuous | Military | 2002 | 2002 | 3325 | 3325 | 0 | Solar, Wind, Diesel | 0 | 0 | 675 | 0 | 0 | 2650 | 0 | 0 | 0 | FALSE | 0 | 2024
Alameda County | Alameda County’s Santa Rita Jail Microgrid, Dublin | Dublin | CA | Alameda | 94568 | Grid Connected | Continuous | Justice/Public Order | 2012 | 2016 | 7115 | 5115 | 2000 | CHP, Solar, Wind, Diesel, Storage | 1400 | 1200 | 115 | 0 | 0 | 2400 | 0 | 0 | 0 | TRUE | 0 | 2024
University of California-Irvine | University of California Irvine (UCI) Microgrid | Irvine | CA | Orange | 92612 | Grid Connected | Continuous | College/University | 2012 | 2012 | 25913 | 23913 | 2000 | CHP, Solar, Fuel Cell, Storage | 19500 | 4113 | 0 | 0 | 300 | 0 | 0 | 0 | 0 | TRUE | 500 | 2024
The California Energy Commission / U.S. Department of Energy | Palmdale Water District Microgrid | Palmdale | CA | Los Angeles | 93550 | Grid Connected | Continuous | Utility | 2006 | 2006 | 3650 | 3200 | 450 | Wind, Hydro, Diesel, Natural Gas, Storage | 0 | 0 | 950 | 250 | 0 | 1800 | 200 | 0 | 0 | TRUE | 0 | 2024
U.S. Military | Vandenberg Air Force Base | Vandenberg AFB | CA | Santa Barbara | 93437 | Grid Connected | Continuous | Military | 2011 | 2011 | 15200 | 15200 | 0 | Diesel | 0 | 0 | 0 | 0 | 0 | 15200 | 0 | 0 | 0 | FALSE | 0 | 2022
U.S. Military | Camp Pendleton | Camp Pendleton North | CA | San Diego | 92055 | Grid Connected | Continuous | Military | 2019 | 2019 | 400 | 350 | 50 | Solar, Diesel, Storage | 0 | 150 | 0 | 0 | 0 | 200 | 0 | 0 | 0 | TRUE | 400 | 2019
U.S. Military | Navy MUSE Microgrid at Port Hueneme | Port Hueneme | CA | Ventura | 93041 | Grid Connected | Conditional | Military | 2015 | 2015 | 250 | 150 | 100 | Solar, Storage | 0 | 150 | 0 | 0 | 0 | 0 | 0 | 0 | 0 | FALSE | 0 | 2022
Sacramento Municipal Utility District | SMUD Sacramento Headquarters Microgrid DER Test Facility | Sacramento | CA | Sacramento | 95817 | Grid Connected | Continuous | Research Facility | 2012 | 2012 | 310 | 310 | 0 | CHP, Solar | 300 | 10 | 0 | 0 | 0 | 0 | 0 | 0 | 0 | TRUE | 0 | 2024
Kaiser Permanente | Richmond Medical Center Microgrid | Richmond | CA | Contra Costa | 94596 | Grid Connected | Continuous | Hospital/Healthcare | 2018 | 2018 | 650 | 400 | 250 | CHP, Solar, Storage | 150 | 250 | 0 | 0 | 0 | 0 | 0 | 0 | 0 | TRUE | 1000 | 2024
Bear River Band of the Rohnerville Rancheria | Rohnerville Rancheria Renewable Hybrid Microgrid | Loleta | CA | Humboldt | 95540 | Grid Connected | Conditional | City/Community | 2015 | 2015 | 134.8 | 104.8 | 30 | Solar, Wind, Storage | 0 | 100 | 4.8 | 0 | 0 | 0 | 0 | 0 | 0 | TRUE | 0 | 2024
City of Santa Rosa | Laguna Wastewater Treatment Plant Microgrid, Santa Rosa | Santa Rosa | CA | Sonoma | 95407 | Grid Connected | Continuous | Water Supply/Treatment | 2018 | 2018 | 4326 | 2326 | 2000 | CHP, Solar, Storage | 2200 | 126 | 0 | 0 | 0 | 0 | 0 | 0 | 0 | TRUE | 0 | 2024
Redwood Gate Ranch | Redwood Gate Ranch | Jenner | CA | Sonoma | 95450 | Off Grid | Continuous | Recreation | 2014 | 2014 | 40.8 | 40.8 | 0 | Solar, Diesel, Storage | 0 | 10.8 | 0 | 0 | 0 | 30 | 0 | 0 | 0 | TRUE | 60 | 2024
Sudberry Properties | Civita Smart Grid Community, Mission Valley | San Diego | CA | San Diego | 92108 | Grid Connected | Continuous | City/Community | 2014 | 2014 | 275 | 175 | 100 | CHP, Solar, Storage | 30 | 145 | 0 | 0 | 0 | 0 | 0 | 0 | 0 | FALSE | 0 | 2024
American Honda Motor Co., Inc. | American Honda Parts Distribution Center Microgrid | Chino | CA | San Bernardino | 91710 | Grid Connected | Conditional | Other Commercial | 2018 | 2018 | 1300 | 1300 | 0 | Solar, Storage | 0 | 1300 | 0 | 0 | 0 | 0 | 0 | 0 | 0 | FALSE | 546 | 2024
Las Positas Community College | Chabot-Las Positas Community College Microgrid | Dublin | CA | Alameda | 94568 | Grid Connected | Conditional | College/University | 2018 | 2018 | 2550 | 2350 | 200 | Solar, Storage | 0 | 2350 | 0 | 0 | 0 | 0 | 0 | 0 | 0 | TRUE | 1000 | 2023
Blue Lake Rancheria Tribe | Blue Lake Rancheria Tribe Microgrid | Blue Lake Rancheria | CA | Humboldt | 95525 | Grid Connected | Continuous | City/Community | 2017 | 2017 | 2745 | 1595 | 1150 | Solar, Fuel Cell, Diesel, Storage | 0 | 420 | 0 | 0 | 175 | 1000 | 0 | 0 | 0 | TRUE | 1950 | 2024
Stone Edge Farm | Stone Edge Farm Estate Vineyards, Sonoma | Sonoma | CA | Sonoma | 95476 | Off Grid | Continuous | Recreation | 2012 | 2016 | 785 | 461 | 324 | CHP, Solar, Fuel Cell, Storage | 65 | 368 | 0 | 0 | 28 | 0 | 0 | 0 | 0 | TRUE | 0 | 2021
Taft Botanical Gardens | Taft Botanical Gardens Eco Resort | Ojai | CA | Ventura | 93023 | Off Grid | Conditional | Recreation | 2016 | 2016 |  | 0 | 0 | Solar, Storage | 0 | 0 | 0 | 0 | 0 | 0 | 0 | 0 | 0 | FALSE | 42 | 2024
Inland Empire Utilities Agency | Inland Empire Utilities Agency Battery Storage Microgrid Project | Chino | CA | San Bernardino | 91710 | Grid Connected | Continuous | Water Supply/Treatment | 2016 | 2016 | 13450 | 9800 | 3650 | CHP, Solar, Wind, Diesel, Storage | 2800 | 3500 | 1000 | 0 | 0 | 2500 | 0 | 0 | 0 | FALSE | 0 | 2021
Port of Los Angeles | Green Omni Terminal Demonstration Project, Port of Los Angeles | Los Angeles | CA | Los Angeles | 90731 | Grid Connected | Conditional | Other Commercial | 2018 | 2018 | 3600 | 1000 | 2600 | Solar, Storage | 0 | 1000 | 0 | 0 | 0 | 0 | 0 | 0 | 0 | TRUE | 0 | 2020
Chemehuevi Valley Reservation | Chemehuevi Community Center Microgrid | Needles | CA | San Bernardino | 92363 | Grid Connected | Conditional | City/Community | 2018 | 2018 | 115 | 90 | 25 | Solar, Storage | 0 | 90 | 0 | 0 | 0 | 0 | 0 | 0 | 0 | TRUE | 125 | 2024
ENGIE / Santa Barbara Unified School District | Santa Barbara Unified School District Microgrid | Santa Barbara | CA | Santa Barbara | 95472 | Grid Connected | Conditional | School | 2022 | 2022 | 4200 | 4200 | 0 | Solar, Storage | 0 | 4200 | 0 | 0 | 0 | 0 | 0 | 0 | 0 | FALSE | 3800 | 2023
U.S. Military | Fort Collins Microgrid | Fort Collins | CO | Larimer | 80521 | Grid Connected | Continuous | Military | 2013 | 2013 | 797 | 797 | 0 | Solar, Diesel, Natural Gas | 0 | 377 | 0 | 0 | 0 | 100 | 320 | 0 | 0 | FALSE | 0
U.S. Military | Fort Carson | Colorado Springs | CO | El Paso | 80913 | Grid Connected | Continuous | Military | 2013 | 2019 | 7000 | 6000 | 1000 | Solar, Diesel, Storage | 0 | 3000 | 0 | 0 | 0 | 3000 | 0 | 0 | 0 | TRUE | 1000 | 2023
Xcel Energy / Panasonic | Pena Station NEXT | Denver | CO | Denver | 80203 | Grid Connected | Conditional | City/Community | 2017 | 2017 | 2859 | 1859 | 1000 | Solar, Storage | 0 | 1859 | 0 | 0 | 0 | 0 | 0 | 0 | 0 | TRUE | 2000 | 2024
Town of Woodbridge / United Illuminating | Town of Woodbridge Microgrid | Woodbridge | CT | New Haven | 06525 | Grid Connected | Continuous | City/Community | 2018 | 2017 | 2200 | 2200 | 0 | CHP | 2200 | 0 | 0 | 0 | 0 | 0 | 0 | 0 | 0 | TRUE | 0 | 2020
City of Bridgeport | City of Bridgeport | Bridgeport | CT | Fairfield | 06604 | Grid Connected | Continuous | City/Community | 2018 | 2018 | 1045 | 1045 | 0 | CHP, Diesel | 795 | 0 | 0 | 0 | 0 | 250 | 0 | 0 | 0 | FALSE | 0 | 2024
Town of Fairfield | Town of Fairfield Public Safety Microgrid | Fairfield | CT | Fairfield | 06824 | Grid Connected | Continuous | City/Community | 2016 | 2016 | 347 | 347 | 0 | Solar, Natural Gas | 0 | 47 | 0 | 0 | 0 | 0 | 300 | 0 | 0 | TRUE | 0 | 2020
Town of Windham | Safe Haven Microgrid | Windham | CT | Windham | 06226 | Grid Connected | Continuous | City/Community | 2017 | 2017 | 610 | 510 | 100 | Solar, Natural Gas, Storage | 0 | 250 | 0 | 0 | 0 | 0 | 260 | 0 | 0 | TRUE | 0 | 2020
City of Hartford | City of Hartford, Parkville Cluster School, Senior Center, Library, Supermarket, Gas Station, Health Center | Hartford | CT | Hartford | 06106 | Grid Connected | Continuous | City/Community | 2017 | 2017 | 800 | 800 | 0 | Fuel Cell | 0 | 0 | 0 | 0 | 800 | 0 | 0 | 0 | 0 | TRUE | 0 | 2020
Wesleyan University | Wesleyan University, Middletown | Middletown | CT | Middlesex | 06457 | Grid Connected | Continuous | College/University | 2014 | 2016 | 3826 | 3826 | 0 | CHP, Solar | 3076 | 750 | 0 | 0 | 0 | 0 | 0 | 0 | 0 | FALSE | 0 | 2024
Fairfield University | Fairfield University, Fairfield | Fairfield | CT | Fairfield | 06824 | Grid Connected | Continuous | College/University | 2007 | 2007 | 4500 | 4500 | 0 | CHP | 4500 | 0 | 0 | 0 | 0 | 0 | 0 | 0 | 0 | FALSE | 0 | 2024
City of Milford | City of Milford Microgrid | Milford | CT | New Haven | 06460 | Grid Connected | Continuous | City/Community | 2021 | 2021 | 525 | 400 | 125 | CHP, Storage | 400 | 0 | 0 | 0 | 0 | 0 | 0 | 0 | 0 | FALSE | 0 | 2024
University of Bridgeport | University of Bridgeport | Bridgeport | CT | Fairfield | 06604 | Grid Connected | Continuous | College/University | 2016 | 2016 | 1400 | 1400 | 0 | CHP | 1400 | 0 | 0 | 0 | 0 | 0 | 0 | 0 | 0 | TRUE | 0 | 2024
Backus Hospital | Backus Hospital Microgrid Project | Norwich | CT | New London | 06360 | Grid Connected | Conditional | Hospital/Healthcare | 2014 | 2014 | 9960 | 9960 | 0 | Diesel | 0 | 0 | 0 | 0 | 0 | 9960 | 0 | 0 | 0 | FALSE | 0 | 2021
Honeywell International / City of Wilmington / Cummins Power Generation | Wilmington Wastewater Treatment Plant - Hay Road | Wilmington | DE | New Castle | 45177 | Grid Connected | Continuous | Water Supply/Treatment | 2013 | 2015 | 4873 | 4873 | 0 | CHP, Solar | 4000 | 873 | 0 | 0 | 0 | 0 | 0 | 0 | 0 | FALSE | 0
University of Florida / Gainesville Regional Utilities | GRU South Energy Center / UF Shands Hospital | Gainesville | FL | Alachua | 32601 | Grid Connected | Continuous | College/University | 2018 | 2018 | 17450 | 17450 | 0 | CHP, Diesel | 11700 | 0 | 0 | 0 | 0 | 5750 | 0 | 0 | 0 | TRUE | 0 | 2024
Florida Power and Light / Babcock Ranch | Babcock Ranch | Babcock Ranch | FL | Charlotte | 33982 | Grid Connected | Conditional | City/Community | 2018 | 2018 | 85000 | 75000 | 10000 | Solar, Storage | 0 | 75000 | 0 | 0 | 0 | 0 | 0 | 0 | 0 | FALSE | 40000 | 2020
U.S. Military | Robins Air Force Base | Warner Robins | GA | Houston | 31098 | Grid Connected | Continuous | Military | 2005 | 2022 | 288050 | 288050 | 0 | CHP, Solar, Natural Gas | 50 | 128000 | 0 | 0 | 0 | 0 | 160000 | 0 | 0 | FALSE | 0 | 2023
U.S. Military | Pacific Missile Range Facilitry (PMRF) Barking Sands | Kekaha | HI | Kauai | 96796 | Grid Connected | Conditional | Military | 2019 | 2019 | 20800 | 20800 | 0 | Solar, Diesel, Storage | 0 | 19300 | 0 | 0 | 0 | 1500 | 0 | 0 | 0 | FALSE | 70000 | 2023
SkyGrid Energy (owned/operated by Gen-X Energy Development) | SkyGrid Energy Microgrid | North Kohala | HI | Honolulu | 96743 | Off Grid | Conditional | Agriculture | 2013 | 2013 | 200 | 100 | 100 | Solar, Wind, Storage | 0 | 0 | 100 | 0 | 0 | 0 | 0 | 0 | 0 | FALSE | 0 | 2024
Maui Electrical Company | Maui Smart Grid Project, Wailea | Wailea | HI | Maui | 96753 | Grid Connected | Conditional | Research Facility | 2013 | 2013 | 1000 | 0 | 1000 | Storage | 0 | 0 | 0 | 0 | 0 | 0 | 0 | 0 | 0 | TRUE | 1000
U.S. Military | Camp Smith | Aiea | HI | Honolulu | 96701 | Grid Connected | Continuous | Military | 2016 | 2015 | 5800 | 5300 | 500 | Solar, Diesel, Storage | 0 | 300 | 0 | 0 | 0 | 5000 | 0 | 0 | 0 | TRUE | 0 | 2024
Hawai‘i Natural Energy Institute (HNEI) / Maui Electric Co | Molokai Secure Microgrid | Molokai | HI | Maui | 96757 | Off Grid | Continuous | City/Community | 2017 | 2017 | 19220 | 17220 | 2000 | Solar, Diesel, Natural Gas, Storage | 0 | 2400 | 0 | 0 | 0 | 12600 | 2220 | 0 | 0 | TRUE | 0 | 2020
University of Hawaii | Moku o Lo'e Secure Microgrid, Coconut Island | Coconut Island | HI | Honolulu | 96744 | Off Grid | Conditional | City/Community | 2021 | 2021 | 700 | 700 | 0 | Solar, Diesel | 0 | 260 | 0 | 0 | 0 | 440 | 0 | 0 | 0 | TRUE | 0 | 2023
Bakken Hale | Bakken Hale, Kiholo Bay Residential Microgrid | Kiholo Bay | HI | Hawaii | 96740 | Off Grid | Conditional | Other Commercial | 2015 | 2015 | 626 | 176 | 450 | Solar, Storage | 0 | 176 | 0 | 0 | 0 | 0 | 0 | 0 | 0 | TRUE | 1000 | 2023
Hawaiian Electric Company | Schofield Barracks / Wheeler Army Airfield | Honolulu | HI | Honolulu | 96786 | Grid Connected | Continuous | Military | 2019 | 2018 | 50000 | 50000 | 0 | Other | 0 | 0 | 0 | 0 | 0 | 0 | 0 | 0 | 50000 | TRUE | 0 | 2023
EnSync | Century West Condominium Microgrid | Honolulu | HI | Honolulu | 96818 | Grid Connected | Conditional | Multi-Family Building | 2016 | 2016 | 315 | 315 | 0 | Solar, Storage | 0 | 315 | 0 | 0 | 0 | 0 | 0 | 0 | 0 | FALSE | 0 | 2020
Idaho National Laboratory | Idaho National Laboratory Energy Systems Laboratory | Idaho Falls | ID | Bonneville | 83402 | Grid Connected | Conditional | Research Facility | 2016 | 2016 | 135.6 | 7.6 | 128 | Solar, Wind, Storage | 0 | 7.6 | 0 | 0 | 0 | 0 | 0 | 0 | 0 | TRUE | 0 | 2024
Illinois Institute of Technology | Illinois Institute of Technology Microgrid | Chicago | IL | Cook | 60616 | Grid Connected | Continuous | College/University | 2010 | 2010 | 12592 | 12342 | 250 | Solar, Wind, Natural Gas, Storage, Other | 0 | 300 | 8 | 0 | 0 | 0 | 8000 | 0 | 4034 | TRUE | 500 | 2024
Ameren Illinois | Ameren Microgrid - Technology Applications Center | Champaign | IL | Champaign | 61822 | Grid Connected | Continuous | Utility | 2017 | 2017 | 1475 | 1225 | 250 | Solar, Wind, Natural Gas, Storage | 0 | 125 | 100 | 0 | 0 | 0 | 1000 | 0 | 0 | TRUE | 0 | 2024
Black & Veatch | Black & Veatch Headquarters Microgrid, Overland Park | Overland Park | KS | Johnson | 66211 | Grid Connected | Continuous | Other Commercial | 2015 | 2015 | 280 | 180 | 100 | Solar, Natural Gas, Storage | 0 | 50 | 0 | 0 | 0 | 0 | 130 | 0 | 0 | FALSE | 0 | 2023
Tulane University | Tulane University | New Orleans | LA | Orleans Parish | 70118 | Grid Connected | Continuous | College/University | 1999 | 1999 | 5000 | 5000 | 0 | CHP | 5000 | 0 | 0 | 0 | 0 | 0 | 0 | 0 | 0 | FALSE | 0
Massachusetts Municipal Association | Naushon Island | Gosnold | MA | Dukes | 02543 | Off Grid | Conditional | City/Community | 2012 | 2012 | 239 | 129 | 110 | Solar, Storage | 0 | 129 | 0 | 0 | 0 | 0 | 0 | 0 | 0 | FALSE | 0 | 2024
Massachusetts Municipal Association | Gosnold, Cuttyhunk Island | Gosnold | MA | Dukes | 02713 | Off Grid | Continuous | City/Community | 2017 | 2017 | 1052 | 352 | 700 | Solar, Diesel, Storage | 0 | 352 | 0 | 0 | 0 | 0 | 0 | 0 | 0 | TRUE | 1250 | 2024
Harvard University | Harvard University, Blackstone Steam Plant | Cambridge | MA | Middlesex | 02139 | Grid Connected | Continuous | College/University | 2013 | 2015 | 12500 | 12500 | 0 | CHP | 12500 | 0 | 0 | 0 | 0 | 0 | 0 | 0 | 0 | FALSE | 0 | 2024
Town of Sterling | Sterling Solar-Storage Community Microgrid | Sterling | MA | Worcester | 01564 | Grid Connected | Conditional | City/Community | 2016 | 2016 | 4400 | 2400 | 2000 | Solar, Storage | 0 | 2400 | 0 | 0 | 0 | 0 | 0 | 0 | 0 | FALSE | 3900 | 2023
Schneider Electric | Schneider Electric Boston One Campus | Andover | MA | Essex | 01810 | Grid Connected | Continuous | Other Commercial | 2017 | 2017 | 754 | 754 | 0 | Solar, Natural Gas | 0 | 354 | 0 | 0 | 0 | 0 | 400 | 0 | 0 | TRUE | 0 | 2024
Massachusetts Institute of Technology | MIT Microgrid | Cambridge | MA | Middlesex | 02139 | Grid Connected | Continuous | College/University | 2020 | 2020 | 44000 | 44000 | 0 | CHP | 44000 | 0 | 0 | 0 | 0 | 0 | 0 | 0 | 0 | FALSE | 0 | 2020
MATEP (Medical Area Total Energy Plant) | Longwood Medical Area Microgrid | Boston | MA | Suffolk | 02120 | Grid Connected | Continuous | Hospital/Healthcare | 1998 | 2017 | 102200 | 102200 | 0 | CHP | 102200 | 0 | 0 | 0 | 0 | 0 | 0 | 0 | 0 | FALSE | 0 | 2022
Tufts University | Tufts University Energy Project Microgrid - Central Energy Plant | Medford | MA | Middlesex | 02155 | Grid Connected | Continuous | College/University | 2018 | 2018 | 3957 | 3957 | 0 | CHP | 3957 | 0 | 0 | 0 | 0 | 0 | 0 | 0 | 0 | TRUE | 0 | 2024
Siemens | Russelectric Manufacturing and Innovation Center | Hingham | MA | Plymouth | 02043 | Grid Connected | Conditional | Other Commercial | 2017 | 2017 | 1169 | 1100 | 69 | Solar, Diesel, Storage | 0 | 200 | 0 | 0 | 0 | 900 | 0 | 0 | 0 | TRUE | 137 | 2024
Baystate Health | Baystate Medical Center | Springfield | MA | Hampden | 01109 | Grid Connected | Continuous | Hospital/Healthcare | 2017 | 2017 | 4300 | 4300 | 0 | CHP | 4300 | 0 | 0 | 0 | 0 | 0 | 0 | 0 | 0 | FALSE | 0 | 2024
Montgomery County / Duke Energy Renewables | Montgomery County Correctional Facility Microgrid | Boyds | MD | Montgomery | 20841 | Grid Connected | Continuous | Justice/Public Order | 2018 | 2018 | 3020 | 3020 | 0 | CHP, Solar | 220 | 2800 | 0 | 0 | 0 | 0 | 0 | 0 | 0 | TRUE | 0 | 2024
U.S. Military | Fort Detrick Signal Corps Microgrid, Frederick | Frederick | MD | Frederick | 21702 | Grid Connected | Continuous | Military | 2016 | 1975 | 14000 | 14000 | 0 | Diesel | 0 | 0 | 0 | 0 | 0 | 14000 | 0 | 0 | 0 | FALSE | 0 | 2022
U.S. Food & Drug Administration | FDA Campus, White Oak | White Oak | MD | Montgomery | 20903 | Grid Connected | Continuous | Government | 2013 | 2014 | 52030 | 52030 | 0 | CHP, Solar, Diesel | 47400 | 30 | 0 | 0 | 0 | 4600 | 0 | 0 | 0 | TRUE | 0 | 2024
Konterra | Konterra's Headquarters, Laurel | Laurel | MD | Prince Georges | 20707 | Grid Connected | Conditional | Other Commercial | 2013 | 2013 | 452 | 402 | 50 | Solar, Storage | 0 | 402 | 0 | 0 | 0 | 0 | 0 | 0 | 0 | FALSE | 300 | 2024
Unison Energy / Doctors Community Hospital | Luminis Doctors Community Hospital - Prince George's County | Lanham | MD | Prince Georges | 20706 | Grid Connected | Continuous | Hospital/Healthcare | 2017 | 2017 | 1200 | 1200 | 0 | CHP | 1200 | 0 | 0 | 0 | 0 | 0 | 0 | 0 | 0 | FALSE | 0 | 2024
Unison Energy / Peninsula Regional Medical Center | TidalHealth Peninsula Regional Medical Center | Salisbury | MD | Wicomico | 21801 | Grid Connected | Continuous | Hospital/Healthcare | 2017 | 2017 | 3120 | 3120 | 0 | CHP | 3120 | 0 | 0 | 0 | 0 | 0 | 0 | 0 | 0 | TRUE | 0 | 2024
Monhegan Plantation Power District | Monhegan Island | Monhegan Island | ME | Linconl | 04852 | Off Grid | Continuous | City/Community | 2013 | 2013 | 313 | 313 | 0 | CHP, Solar | 260 | 53 | 0 | 0 | 0 | 0 | 0 | 0 | 0 | FALSE | 0 | 2024
U.S. Military | Portsmouth Naval Shipyard, Kittery | Kittery | ME | York | 03904 | Grid Connected | Continuous | Military | 2016 | 2016 | 14900 | 14400 | 500 | CHP, Diesel, Storage | 10400 | 0 | 0 | 0 | 0 | 4000 | 0 | 0 | 0 | TRUE | 580 | 2023
Brunswick Landing | Brunswick Landing Business Park Microgrid | Brunswick | ME | Cumberland | 04011 | Grid Connected | Continuous | City/Community | 2019 | 2019 | 2500 | 2500 | 0 | Solar, Biogas | 0 | 1500 | 0 | 0 | 0 | 0 | 0 | 1000 | 0 | FALSE | 0 | 2023
Michigan State University | Michigan State University, East Lansing | East Lansing | MI | Ingham | 48910 | Grid Connected | Continuous | College/University | 2006 | 2013 | 99700 | 99700 | 0 | CHP | 99700 | 0 | 0 | 0 | 0 | 0 | 0 | 0 | 0 | FALSE | 0 | 2021
NextEnergy | NextEnergy Microgrid Pavilion | Detroit | MI | Wayne | 48202 | Grid Connected | Continuous | Research Facility | 2005 | 2005 | 1107 | 1107 | 0 | Solar, Fuel Cell, Natural Gas, Other | 0 | 30 | 0 | 0 | 20 | 0 | 885 | 0 | 172 | TRUE | 0
National Park Service | National Park Service Isle Royale | Isle Royale National Park | MI | Keweenaw | 49931 | Off Grid | Conditional | Recreation | 2015 | 2015 | 100 | 0 | 100 | Storage | 0 | 0 | 0 | 0 | 0 | 0 | 0 | 0 | 0 | FALSE
University of Minnesota | University of Minnesota Smart Grid Sandbox, Morris | Morris | MN | Stevens | 56267 | Grid Connected | Conditional | College/University | 2008 | 2008 | 3400 | 3400 | 0 | Wind, Diesel | 0 | 0 | 3300 | 0 | 0 | 100 | 0 | 0 | 0 | TRUE | 0
University of St. Thomas | University of St. Thomas Microgrid Research Center, St. Paul | St. Paul | MN | Ramsey | 55105 | Grid Connected | Conditional | College/University | 2020 | 2020 | 223 | 98 | 125 | Solar, Diesel, Storage | 0 | 48 | 0 | 0 | 0 | 50 | 0 | 0 | 0 | TRUE | 0 | 2024
Open Access Technology International | OATI Corporate Office South Campus Microgrid, Data Center | Bloomington | MN | Hennepin | 55431 | Grid Connected | Continuous | Data Center | 2017 | 2017 | 2429 | 2304 | 125 | CHP, Solar, Wind, Diesel, Storage | 600 | 180 | 24 | 0 | 0 | 1500 | 0 | 0 | 0 | TRUE | 231 | 2023
Steger Wilderness Conference Center | Steger Wilderness Conference Center | Ely | MN | Saint Louis | 55731 | Grid Connected | Continuous | Recreation | 2015 | 2015 | 10 | 10 | 0 | Solar, Diesel, Storage | 0 | 10 | 0 | 0 | 0 | 0 | 0 | 0 | 0 | FALSE | 0 | 2023
Missouri University of Science and Technology | Solar Village Microgrid | Rolla | MO | Phelps | 65401 | Grid Connected | Continuous | College/University | 2014 | 2014 | 85 | 25 | 60 | Solar, Storage | 0 | 25 | 0 | 0 | 0 | 0 | 0 | 0 | 0 | TRUE | 60 | 2024
NorthWestern Energy | Beck Hill Rural Microgrid Project | Deer Lodge | MT | Powell | 59722 | Grid Connected | Conditional | City/Community | 2015 | 2015 | 120 | 40 | 80 | Solar, Storage | 0 | 40 | 0 | 0 | 0 | 0 | 0 | 0 | 0 | TRUE | 183 | 2024
Duke Energy | McAlpine Creek Circuit | Charlotte | NC | Mecklenburg | 28226 | Grid Connected | Conditional | City/Community | 2012 | 2012 | 250 | 50 | 200 | Solar, Storage | 0 | 50 | 0 | 0 | 0 | 0 | 0 | 0 | 0 | FALSE | 500 | 2024
Duke Energy | Mount Holly Microgrid | Mount Holly | NC | Gaston | 28120 | Grid Connected | Conditional | Research Facility | 2016 | 2016 | 360 | 110 | 250 | Solar, Storage | 0 | 110 | 0 | 0 | 0 | 0 | 0 | 0 | 0 | TRUE | 0 | 2024
Duke Energy/National Park Service | Mt. Sterling Communication Tower | Mt. Sterling | NC | Haywood | 28785 | Off Grid | Conditional | Recreation | 2017 | 2017 | 10 | 10 | 0 | Solar, Storage | 0 | 10 | 0 | 0 | 0 | 0 | 0 | 0 | 0 | FALSE | 95 | 2020
SolarCity / Tesla / NC Electric Cooperatives | Ocracoke Island Microgrid | Ocracoke | NC | Hyde | 27960 | Off Grid | Continuous | City/Community | 2017 | 2017 | 4015 | 3015 | 1000 | Solar, Diesel, Storage | 0 | 15 | 0 | 0 | 0 | 3000 | 0 | 0 | 0 | TRUE | 0 | 2019
NC Electric Cooperative | Butler Farms, NC Microgrid | White Oak | NC | Bladen | 28555 | Grid Connected | Continuous | Agriculture | 2018 | 2017 | 605 | 305 | 300 | Solar, Diesel, Biogas, Storage | 0 | 20 | 0 | 0 | 0 | 100 | 0 | 185 | 0 | TRUE | 735 | 2024
U.S. Military | Air National Guard (ANG) Fargo | Fargo | ND | Cass | 58102 | Off Grid | Conditional | Military |  |  | 1825 | 1825 | 0 | Diesel | 0 | 0 | 0 | 0 | 0 | 1825 | 0 | 0 | 0 | FALSE | 0 | 2022
Ravenna Public Schools | Ravenna Public Schools | Ravenna | NE | Buffalo | 68871 | Grid Connected | Conditional | School | 2015 | 2015 | 4 | 4 | 0 | Solar, Wind | 0 | 2 | 2 | 0 | 0 | 0 | 0 | 0 | 0 | FALSE | 0
Star Island Corporation | Star Island Microgrid, Isles of Shoals | Star Island | NH | Rockingham | 03870 | Off Grid | Conditional | City/Community | 2015 | 2015 | 730 | 130 | 600 | Solar, Storage | 0 | 130 | 0 | 0 | 0 | 0 | 0 | 0 | 0 | FALSE | 0 | 2023
The College of New Jersey | The College of New Jersey, Ewing | Ewing | NJ | Mercer | 08618 | Grid Connected | Continuous | College/University | 1999 | 1999 | 5200 | 5200 | 0 | CHP | 5200 | 0 | 0 | 0 | 0 | 0 | 0 | 0 | 0 | FALSE | 0 | 2024
Princeton University | Princeton University Microgrid | Princeton | NJ | Mercer | 08540 | Grid Connected | Continuous | College/University | 2012 | 2012 | 20400 | 20400 | 0 | CHP, Solar | 15000 | 5400 | 0 | 0 | 0 | 0 | 0 | 0 | 0 | TRUE | 0 | 2024
U.S. Military | Joint Base McGuire-Dix-Lakehurst | Trenton | NJ | Mercer | 08640 | Grid Connected | Conditional | Military | 2011 | 2013 | 12497 | 12457 | 40 | Solar, Storage | 0 | 12457 | 0 | 0 | 0 | 0 | 0 | 0 | 0 | FALSE | 0 | 2023
Montclair State University | Montclair State University | Montclair | NJ | Essex | 07424 | Grid Connected | Continuous | College/University | 2017 | 2017 | 5400 | 5400 | 0 | CHP | 5400 | 0 | 0 | 0 | 0 | 0 | 0 | 0 | 0 | TRUE | 0 | 2020
NRG Energy Center Princeton / Princeton Healthcare | University Medical Center of Princeton at Plainsboro Microgrid | Plainsboro | NJ | Middlesex | 08619 | Grid Connected | Continuous | Hospital/Healthcare | 2012 | 2012 | 12203 | 12203 | 0 | CHP, Solar, Diesel | 4500 | 203 | 0 | 0 | 0 | 7500 | 0 | 0 | 0 | TRUE | 0 | 2024
Microgrid Systems Lab, Santa Fe Community College Technology Center & Santa Fe Innovation Park | Santa Fe Community College Microgrid | Santa Fe | NM | Santa Fe | 87508 | Grid Connected | Conditional | Research Facility | 2021 | 2021 | 1613 | 1513 | 100 | Solar, Storage | 0 | 1513 | 0 | 0 | 0 | 0 | 0 | 0 | 0 | TRUE | 85 | 2024
U.S. Military | Kirtland Air Force Base, Albuquerque | Albuquerque | NM | Bernalillo | 87117 | Grid Connected | Conditional | Military | 2019 | 2019 | 250 | 100 | 150 | Solar, Natural Gas, Storage | 0 | 100 | 0 | 0 | 0 | 0 | 0 | 0 | 0 | TRUE | 0 | 2023
University of New Mexico | Mesa del Sol Microgrid | Albuquerque | NM | Bernalillo | 87106 | Grid Connected | Conditional | Research Facility | 2012 | 2012 | 370 | 370 | 0 | Solar, Fuel Cell, Natural Gas, Storage | 0 | 50 | 0 | 0 | 80 | 0 | 240 | 0 | 0 | TRUE | 160 | 2024
The Moapa Band of Paiutes | Moapa Paiute Travel Plaza Microgrid | Moapa | NV | Clark | 89025 | Off Grid | Conditional | Other Commercial | 2014 | 2014 | 252 | 252 | 0 | Solar, Diesel, Storage | 0 | 252 | 0 | 0 | 0 | 0 | 0 | 0 | 0 | FALSE | 0 | 2024
SUNY | SUNY Potsdam Underground Microgrid | Potsdam | NY | Saint Lawrence | 13676 | Grid Connected | Continuous | City/Community | 2017 | 2017 | 5300 | 5300 | 0 | CHP, Solar, Hydro | 2800 | 2000 | 0 | 500 | 0 | 0 | 0 | 0 | 0 | TRUE | 0 | 2023
Long Island Home | South Oaks Hospital | Amityville | NY | Suffolk | 11701 | Grid Connected | Continuous | Hospital/Healthcare | 2007 | 2007 | 1297 | 1297 | 0 | CHP, Solar | 1250 | 47 | 0 | 0 | 0 | 0 | 0 | 0 | 0 | FALSE | 0 | 2024
Burrstone LLC | Burrstone Energy Center, Utica | Utica | NY | Oneida | 13502 | Grid Connected | Continuous | City/Community | 2009 | 2009 | 3634 | 3634 | 0 | CHP | 3634 | 0 | 0 | 0 | 0 | 0 | 0 | 0 | 0 | FALSE | 0 | 2024
New York University | Washington Square Campus Cogeneration Plant | New York City | NY | New York | 10012 | Grid Connected | Continuous | College/University | 2010 | 2010 | 13400 | 13400 | 0 | CHP | 13400 | 0 | 0 | 0 | 0 | 0 | 0 | 0 | 0 | FALSE | 0 | 2024
Cornell University | Cornell University Ithaca Campus | Ithaca | NY | Tompkins | 14850 | Grid Connected | Continuous | College/University | 2009 | 2009 | 33956 | 33956 | 0 | CHP, Solar, Hydro, Diesel | 30000 | 756 | 0 | 1200 | 0 | 2000 | 0 | 0 | 0 | FALSE | 0
Co-Op City | Co-Op City, Bronx | New York City | NY | Bronx | 10475 | Grid Connected | Continuous | Multi-Family Building | 2010 | 2010 | 40000 | 40000 | 0 | CHP | 40000 | 0 | 0 | 0 | 0 | 0 | 0 | 0 | 0 | FALSE | 0 | 2024
Stony Brook University | Stony Brook University, Stony Brook | Stony Brook | NY | Suffolk | 11794 | Grid Connected | Continuous | College/University | 1995 | 1995 | 45000 | 45000 | 0 | CHP | 45000 | 0 | 0 | 0 | 0 | 0 | 0 | 0 | 0 | FALSE | 0
New York City Department of Corrections | Rikers Island | Bronx | NY | Queens | 11370 | Grid Connected | Continuous | Justice/Public Order | 2015 | 2015 | 15000 | 15000 | 0 | CHP | 15000 | 0 | 0 | 0 | 0 | 0 | 0 | 0 | 0 | FALSE | 0 | 2024
Hudson Yards | Hudson Yards Tower A & Podium | New York City | NY | New York | 10001 | Grid Connected | Continuous | City/Community | 2016 | 2016 | 13200 | 13200 | 0 | CHP | 13200 | 0 | 0 | 0 | 0 | 0 | 0 | 0 | 0 | TRUE | 0 | 2024
New York University | NYU Langone Medical Center | New York City | NY | New York | 10016 | Grid Connected | Continuous | Hospital/Healthcare | 2016 | 2016 | 11000 | 11000 | 0 | CHP | 11000 | 0 | 0 | 0 | 0 | 0 | 0 | 0 | 0 | FALSE | 0 | 2024
Central Hudson | Frost Valley Remote Area Microgrid | Claryville | NY | Sullivan | 12410 | Grid Connected | Continuous | City/Community | 2010 | 2010 | 1000 | 1000 | 0 | Diesel | 0 | 0 | 0 | 0 | 0 | 1000 | 0 | 0 | 0 | FALSE | 0 | 2024
Breevort East | Brevoort East Apartment Building Microgrid | New York City | NY | New York | 10003 | Grid Connected | Continuous | Multi-Family Building | 2010 | 2010 | 300 | 300 | 0 | CHP | 300 | 0 | 0 | 0 | 0 | 0 | 0 | 0 | 0 | TRUE | 0 | 2024
SUNY - New Paltz | Elting Gym Microgrid | New Paltz | NY | Ulster | 12561 | Grid Connected | Conditional | College/University | 2017 | 2017 | 247 | 247 | 0 | Solar, Natural Gas, Storage | 0 | 217 | 0 | 0 | 0 | 0 | 30 | 0 | 0 | FALSE | 218 | 2024
CityLights Building Co-Op Foundation | CityLights Apartments | New York City | NY | Queens | 11109 | Grid Connected | Conditional | Multi-Family Building |  | 2016 | 375 | 150 | 225 | CHP, Storage | 150 | 0 | 0 | 0 | 0 | 0 | 0 | 0 | 0 | FALSE | 0 | 2022
Marcus Garvey Apartments | Brooklyn Marcus Garvey Apartments | New York City | NY | Kings | 11212 | Grid Connected | Continuous | Multi-Family Building | 2017 | 2017 | 1180 | 880 | 300 | Solar, Fuel Cell, Storage | 0 | 480 | 0 | 0 | 400 | 0 | 0 | 0 | 0 | TRUE | 1200 | 2024
Con Edison | Kings Plaza Shopping Center | New York City | NY | Kings | 11234 | Grid Connected | Continuous | Retail/Wholesale | 2007 | 2007 | 12000 | 12000 | 0 | CHP | 12000 | 0 | 0 | 0 | 0 | 0 | 0 | 0 | 0 | TRUE | 0 | 2024
Public Service Enterprise Group | Long Island Community/East Hampton District | Wainscott | NY | Suffolk | 11937 | Grid Connected | Conditional | City/Community | 2019 | 2019 | 104000 | 100000 | 4000 | Wind, Storage | 0 | 0 | 100000 | 0 | 0 | 0 | 0 | 0 | 0 | TRUE | 20000 | 2024
RED Rochester | Eastman Business Park Microgrid | Rochester | NY | Monroe | 14615 | Grid Connected | Continuous | City/Community | 2013 | 2015 | 120400 | 120400 | 0 | CHP | 120400 | 0 | 0 | 0 | 0 | 0 | 0 | 0 | 0 | TRUE | 0 | 2024
NYSERDA | Town of Denning | Denning | NY | Ulster | 12725 | Grid Connected | Continuous | City/Community |  |  | 1000 | 1000 | 0 | Diesel | 0 | 0 | 0 | 0 | 0 | 1000 | 0 | 0 | 0 | FALSE | 0 | 2024
Silver Towers | Silver Towers | New York City | NY | New York | 10036 | Grid Connected | Continuous | City/Community | 2013 | 2017 | 400 | 400 | 0 | CHP | 400 | 0 | 0 | 0 | 0 | 0 | 0 | 0 | 0 | FALSE | 0
Van Blarcom Closures Inc. | Van Blarcom Closures, Inc. | New York City | NY | Kings | 11205 | Grid Connected | Continuous | Fabricated Metals | 2010 | 2014 | 1500 | 1500 | 0 | CHP | 1500 | 0 | 0 | 0 | 0 | 0 | 0 | 0 | 0 | TRUE | 0
American Electric Power | CERTS Microgrid Test Bed at AEP's Walnut Test Facility | Columbus | OH | Franklin | 43125 | Grid Connected | Continuous | Research Facility | 2008 | 2011 | 120 | 120 | 0 | CHP | 120 | 0 | 0 | 0 | 0 | 0 | 0 | 0 | 0 | TRUE | 0 | 2024
Village of Minster | Minster Ohio Microgrid | Minster | OH | Auglaize | 45865 | Grid Connected | Conditional | City/Community | 2015 | 2021 | 15800 | 8800 | 7000 | Solar, Storage | 0 | 8800 | 0 | 0 | 0 | 0 | 0 | 0 | 0 | FALSE | 0 | 2023
Kent State University | Kent State University | Kent | OH | Portage | 44243 | Grid Connected | Continuous | College/University | 2003 | 2003 | 13000 | 13000 | 0 | CHP | 13000 | 0 | 0 | 0 | 0 | 0 | 0 | 0 | 0 | FALSE | 0 | 2024
U.S. Military | Tinker Air Force Base, Oklahoma City | Oklahoma City | OK | Oklahoma | 73135 | Grid Connected | Continuous | Military | 1988 | 1988 | 80000 | 80000 | 0 | Natural Gas | 0 | 0 | 0 | 0 | 0 | 0 | 80000 | 0 | 0 | FALSE | 0 | 2022
PGE | Salem Smart Power Center, Salem | Salem | OR | Marion | 97305 | Grid Connected | Continuous | City/Community | 2013 | 2013 | 10814 | 5814 | 5000 | Solar, Diesel, Storage | 0 | 114 | 0 | 0 | 0 | 5700 | 0 | 0 | 0 | TRUE | 0 | 2024
PIDC | Philadelphia Navy Yard Microgrid | Philadelphia | PA | Philadelphia | 19112 | Grid Connected | Continuous | City/Community |  |  | 9000 | 9000 | 0 | Solar, Fuel Cell, Natural Gas | 0 | 400 | 0 | 0 | 600 | 0 | 8000 | 0 | 0 | TRUE | 0 | 2024
Temple University | Temple University Microgrid | Philadelphia | PA | Philadelphia | 19122 | Grid Connected | Continuous | College/University | 2014 | 2014 | 16000 | 16000 | 0 | Natural Gas | 0 | 0 | 0 | 0 | 0 | 0 | 16000 | 0 | 0 | FALSE | 0 | 2024
Bear Creek Mountain Resort and Conference Center | Bear Creek Mountain Resort and Conference Center | Macungie | PA | Lehigh | 18062 | Grid Connected | Conditional | Recreation | 2015 | 2015 |  |  | 0 | Diesel | 0 | 0 | 0 | 0 | 0 |  | 0 | 0 | 0 | TRUE | 0 | 2024
U.S. Military | Marine Corps Recruit Depot (MCRD)-Parris Island | Parris Island | SC | Beaufort | 29902 | Grid Connected | Continuous | Military | 2019 | 2019 | 17900 | 13900 | 4000 | CHP, Solar, Diesel, Storage | 3500 | 6800 | 0 | 0 | 0 | 3600 | 0 | 0 | 0 | TRUE | 8100 | 2024
City of Chattanooga / EPB | "Power to Protect" Microgrid | Chattanooga | TN | Hamilton | 37404 | Grid Connected | Conditional | Research Facility | 2023 | 2023 | 855 | 355 | 500 | Solar, Diesel, Storage | 0 | 155 | 0 | 0 | 0 | 200 | 0 | 0 | 0 | TRUE | 0 | 2024
U.S. Military | Fort Bliss Microgrid | El Paso | TX | El Paso | 79906 | Grid Connected | Conditional | Military | 2013 | 2013 | 35470 | 35170 | 300 | Solar, Diesel, Storage | 0 | 34920 | 0 | 0 | 0 | 250 | 0 | 0 | 0 | FALSE | 0 | 2023
University of Texas | University of Texas, Austin Microgrid | Austin | TX | Travis | 78712 | Grid Connected | Continuous | College/University | 2004 | 2004 | 134000 | 134000 | 0 | CHP | 134000 | 0 | 0 | 0 | 0 | 0 | 0 | 0 | 0 | TRUE | 0 | 2024
U.S. Military | West Fort Cavazos Microgrid (formerly Fort Hood) | Fort Cavazos | TX | Bell | 76544 | Grid Connected | Conditional | Military | 2024 | 2024 | 17380 | 17380 | 0 | Solar, Natural Gas | 0 | 15430 | 0 | 0 | 0 | 0 | 1950 | 0 | 0 | TRUE | 0 | 2024
H-E-B | H-E-B 292 | Houston | TX | Harris | 77414 | Grid Connected | Conditional | Food Store | 2016 | 2017 | 1290 | 1290 | 0 | Natural Gas | 0 | 0 | 0 | 0 | 0 | 0 | 1290 | 0 | 0 | TRUE | 0 | 2020
Texas State Energy Conservation Office (SECO) | La Presa Community, Remote Microgrids for Colonias | La Presa | TX | Webb | 78046 | Off Grid | Continuous | City/Community | 2011 | 2011 | 55.5 | 35.5 | 20 | Solar, Storage, Other | 0 | 10.5 | 0 | 0 | 0 | 0 | 0 | 0 | 25 | FALSE | 0 | 2024
U.S. Military | Dyess AFB, Abilene | Abilene | TX | Taylor | 79607 | Grid Connected | Continuous | Military | 2013 | 2013 | 11000 | 11000 | 0 | Diesel | 0 | 0 | 0 | 0 | 0 | 11000 | 0 | 0 | 0 | TRUE | 0
University of Texas | University of Texas, Austin, CEM Microgrid | Austin | TX | Travis | 78712 | Grid Connected | Conditional | College/University | 2010 | 2010 | 5500 | 5500 | 0 | Diesel, Natural Gas | 0 | 0 | 0 | 0 | 0 | 2500 | 3000 | 0 | 0 | FALSE | 0
Oncor | Oncor Lancaster Microgrid | Lancaster | TX | Dallas | 75146 | Grid Connected | Continuous | Research Facility | 2015 | 2015 | 1026 | 776 | 250 | Solar, Diesel, Natural Gas, Storage | 0 | 106 | 0 | 0 | 0 | 560 | 110 | 0 | 0 | TRUE | 0 | 2023
Electric Transmission Texas | Presidio Residential Community Microgrid | Presidio | TX | Presidio | 79845 | Grid Connected | Conditional | City/Community | 2010 | 2010 | 4000 | 0 | 4000 | Storage | 0 | 0 | 0 | 0 | 0 | 0 | 0 | 0 | 0 | TRUE | 24000 | 2024
Seton Healthcare Family | Dell Children’s Medical Center/Richard Mueller Energy Center | Austin | TX | Travis | 78723 | Grid Connected | Continuous | Hospital/Healthcare | 2007 | 2007 | 5800 | 5800 | 0 | CHP, Diesel | 4300 | 0 | 0 | 0 | 0 | 1500 | 0 | 0 | 0 | FALSE | 0 | 2024
U.S. Military | Joint Base San Antonio's Fort Sam Houston - Library | San Antonio | TX | Bexar | 78234 | Grid Connected | Conditional | Military | 2016 | 2016 | 95 | 20 | 75 | Solar, Storage | 0 | 20 | 0 | 0 | 0 | 0 | 0 | 0 | 0 | TRUE | 0 | 2024
National Aeronautics and Space Administration | NASA Johnson Space Center | Houston | TX | Harris | 77058 | Grid Connected | Continuous | Research Facility | 2017 | 2017 | 11900 | 11900 | 0 | CHP | 11900 | 0 | 0 | 0 | 0 | 0 | 0 | 0 | 0 | FALSE | 0 | 2024
Tyler Technologies | Tyler Technologies HQ Microgrid, Austin | Plano | TX | Travis | 75024 | Grid Connected | Conditional | Other Commercial | 2017 | 2017 | 600 | 300 | 300 | Solar, Storage | 0 | 300 | 0 | 0 | 0 | 0 | 0 | 0 | 0 | FALSE | 0
Holly Hall Retirement Community | Holly Hall Retirement Community Microgrid | Houston | TX | Harris | 77054 | Grid Connected | Conditional | Multi-Family Building | 2018 | 2018 | 1334 | 1334 | 0 | Natural Gas | 0 | 0 | 0 | 0 | 0 | 0 | 1334 | 0 | 0 | TRUE | 0 | 2024
Standard Meat | Standard Meat, Dallas Refrigeration Microgrid | Dallas | TX | Dallas | 75236 | Grid Connected | Conditional | Food & Beverage Processing | 2017 | 2017 | 1290 | 1290 | 0 | Natural Gas | 0 | 0 | 0 | 0 | 0 | 0 | 1290 | 0 | 0 | TRUE | 0 | 2020
Planet Ford | Planet Ford Microgrid | Houston | TX | Harris | 77388 | Grid Connected | Conditional | Retail/Wholesale | 2017 | 2017 | 1290 | 1290 | 0 | Natural Gas | 0 | 0 | 0 | 0 | 0 | 0 | 1290 | 0 | 0 | TRUE | 0 | 2020
Buc-ee's | Buc-ee's 00003 | Brazoria | TX | Brazoria | 77422 | Grid Connected | Conditional | Retail/Wholesale | 2017 | 2017 | 430 | 430 | 0 | Natural Gas | 0 | 0 | 0 | 0 | 0 | 0 | 430 | 0 | 0 | TRUE | 0 | 2019
Pepperl+Fuchs | Pepperl+Fuchs Microgrid | Houston | TX | Harris | 77043 | Grid Connected | Conditional | Retail/Wholesale | 2017 | 2017 | 1290 | 1290 | 0 | Natural Gas | 0 | 0 | 0 | 0 | 0 | 0 | 1290 | 0 | 0 | TRUE | 0 | 2020
Gulf Coast Water Authority | Gulf Coast Water Authority - Municipal Water Plant | Texas City | TX | Galveston | 77591 | Grid Connected | Conditional | Water Supply/Treatment | 2014 | 2014 | 2500 | 2500 | 0 | Natural Gas | 0 | 0 | 0 | 0 | 0 | 0 | 2500 | 0 | 0 | TRUE | 0 | 2024
Gulf Coast Water Authority | Gulf Coast Water Authority - Industrial Pumping Station | Alvin | TX | Brazoria | 77591 | Grid Connected | Conditional | Water Supply/Treatment | 2014 | 2014 | 5000 | 5000 | 0 | Natural Gas | 0 | 0 | 0 | 0 | 0 | 0 | 5000 | 0 | 0 | TRUE | 0 | 2024
Coastal Water Authority | Coastal Water Authority - Lynchburg | Lynchburg | TX | Harris | 77520 | Grid Connected | Conditional | Water Supply/Treatment | 2011 | 2011 | 15000 | 15000 | 0 | Natural Gas | 0 | 0 | 0 | 0 | 0 | 0 | 15000 | 0 | 0 | TRUE | 0 | 2024
City of Houston | City of Houston - East Water Plant | Houston | TX | Harris | 77015 | Grid Connected | Conditional | Water Supply/Treatment | 2011 | 2011 | 16000 | 16000 | 0 | Natural Gas | 0 | 0 | 0 | 0 | 0 | 0 | 16000 | 0 | 0 | TRUE | 0 | 2024
City of Houston | City of Houston - Southeast Water Plant | Houston | TX | Harris | 77034 | Grid Connected | Conditional | Water Supply/Treatment | 2012 | 2012 | 5000 | 5000 | 0 | Natural Gas | 0 | 0 | 0 | 0 | 0 | 0 | 5000 | 0 | 0 | TRUE | 0 | 2024
City of Houston | City of Houston - Northeast Water Plant | Houston | TX | Harris | 77044 | Grid Connected | Conditional | Water Supply/Treatment | 2012 | 2012 | 5000 | 5000 | 0 | Natural Gas | 0 | 0 | 0 | 0 | 0 | 0 | 5000 | 0 | 0 | TRUE | 0 | 2024
Texas A&M University | Texas A&M RELLIS Campus Microgrid | Bryan | TX | Brazos | 77807 | Grid Connected | Conditional | College/University | 2018 | 2018 | 10752 | 10752 | 0 | Natural Gas | 0 | 0 | 0 | 0 | 0 | 0 | 10752 | 0 | 0 | TRUE | 0 | 2024
M-Trigen | Great American Business Products | Houston | TX | Harris | 77041 | Grid Connected | Continuous | Retail/Wholesale | 2017 | 2017 | 288 | 288 | 0 | CHP, Solar, Storage | 144 | 144 | 0 | 0 | 0 | 0 | 0 | 0 | 0 | FALSE | 150 | 2024
eBay | EBay Topaz and Quicksilver Data Center Microgrid, South Jordan (Salt Lake City) | Salt Lake City | UT | Salt Lake | 84095 | Grid Connected | Continuous | Data Center | 2013 | 2013 | 6000 | 6000 | 0 | Fuel Cell | 0 | 0 | 0 | 0 | 6000 | 0 | 0 | 0 | 0 | TRUE | 0 | 2024
ATK Space Systems | ATK Space Systems, Promontory | Promontory | UT | Box Elder | 84307 | Grid Connected | Continuous | Other Commercial | 2014 | 2014 | 2000 | 180 | 1820 | Wind, Hydro, Storage | 0 | 0 | 140 | 40 | 0 | 0 | 0 | 0 | 0 | TRUE | 1200 | 2024
U.S. Military | Fort Belvoir | Belvoir | VA | Fairfax | 22060 | Grid Connected | Continuous | Military |  |  | 2505 | 2505 | 0 | Diesel, Natural Gas | 0 | 0 | 0 | 0 | 0 | 1600 | 905 | 0 | 0 | TRUE | 0 | 2022
U.S. Military | Naval Support Facility (NSF) Dahlgren | Dahlgren | VA | King George | 22448 | Grid Connected | Continuous | Military |  |  | 14000 | 14000 | 0 | Diesel | 0 | 0 | 0 | 0 | 0 | 14000 | 0 | 0 | 0 | FALSE | 0 | 2024
ZF Energy Development LLC | HP Hood LLC | Winchester | VA | Winchester City | 22602 | Grid Connected | Continuous | Food & Beverage Processing | 2016 | 2016 | 14500 | 14500 | 0 | CHP | 14500 | 0 | 0 | 0 | 0 | 0 | 0 | 0 | 0 | TRUE | 0 | 2024
Northern Power Systems | Mad River Park, Waitsfield | Waitsfield | VT | Washington | 05673 | Grid Connected | Continuous | City/Community | 2007 | 2007 | 480 | 480 | 0 | Solar, Other | 0 | 0 | 0 | 0 | 0 | 0 | 0 | 0 | 480 | TRUE | 0 | 2024
Dynapower | Dynapower Company Headquarters Microgrid, South Burlington | South Burlington | VT | Chittenden | 05403 | Grid Connected | Conditional | Electrical Equipment | 2013 | 2013 | 1325 | 200 | 1125 | Solar, Wind, Storage | 0 | 100 | 100 | 0 | 0 | 0 | 0 | 0 | 0 | FALSE | 250 | 2024
Green Mountain Power | Stafford Hill Solar Farm, Rutland City landfill | Rutland | VT | Rutland | 05701 | Grid Connected | Conditional | City/Community | 2015 | 2015 | 6500 | 2500 | 4000 | Solar, Storage | 0 | 2500 | 0 | 0 | 0 | 0 | 0 | 0 | 0 | FALSE | 4100 | 2024
Washington State University | Washington State University-Pullman Microgrid, Schweitzer Engineering Laboratories | Pullman | WA | Whitman | 99163 | Grid Connected | Continuous | College/University | 2015 | 2015 | 4950 | 4950 | 0 | Diesel | 0 | 0 | 0 | 0 | 0 | 4950 | 0 | 0 | 0 | TRUE | 0 | 2024
Seattle City Light | Seattle City Light - Miller Community Center | Seattle | WA | King | 98164 | Grid Connected | Conditional | City/Community | 2021 | 2021 | 250 | 50 | 200 | Solar, Storage | 0 | 50 | 0 | 0 | 0 | 0 | 0 | 0 | 0 | TRUE | 800 | 2023
Snohomish County Public Utility District | Arlington Microgrid and Clean Energy Technology Center | Arlington | WA | Snohomish | 98223 | Grid Connected | Conditional | City/Community | 2021 | 2021 | 1500 | 500 | 1000 | Solar, Storage | 0 | 500 | 0 | 0 | 0 | 0 | 0 | 0 | 0 | TRUE | 1400 | 2023
University of Wisconsin-Milwaukee | University of Wisconsin-Milwaukee Power Energy Lab | Milwaukee | WI | Milwaukee | 53211 | Grid Connected | Continuous | College/University | 2015 | 2015 | 422 | 302 | 120 | Solar, Wind, Natural Gas, Storage | 0 | 100 | 12 | 0 | 0 | 0 | 190 | 0 | 0 | FALSE | 0
U.S. Military | Volk Field Air National Guard Base, near Camp Douglas | Camp Douglas | WI | Juneau | 54618 | Off Grid | Conditional | Military |  |  | 2000 | 2000 | 0 | Diesel | 0 | 0 | 0 | 0 | 0 | 2000 | 0 | 0 | 0 | FALSE | 0 | 2022
Fox Cities Environmental Learning Center | Gordon Bubolz Nature Preserve Microgrid | Appleton | WI | Outagamie | 54913 | Grid Connected | Continuous | Recreation | 2018 | 2018 | 455 | 355 | 100 | CHP, Solar, Fuel Cell, Natural Gas, Storage | 65 | 200 | 0 | 0 | 30 | 0 | 60 | 0 | 0 | TRUE | 420 | 2024
Allegheny Power | West Virginia (WV) Super Circuit | Morgantown | WV | Monongalia | 26505 | Grid Connected | Continuous | Utility | 2014 | 2014 | 2050 | 1550 | 500 | Solar, Natural Gas, Storage, Other | 0 | 100 | 0 | 0 | 0 | 0 | 250 | 0 | 1200 | TRUE | 0 | 2024
Sierra Nevada | Sierra Nevada Brewing | Chico | CA | Butte | 95928 | Grid Connected | Continuous | Food & Beverage Processing | 2016 | 2016 | 4500 | 4000 | 500 | CHP, Solar, Storage | 2000 | 2000 | 0 | 0 | 0 | 0 | 0 | 0 | 0 | FALSE | 1000 | 2021
Georgia (GA) Tech | Georgia Institute of Technology, Tech Square Microgrid | Atlanta | GA | Fulton | 30083 | Grid Connected | Continuous | Data Center | 2021 | 2020 | 1450 | 1225 | 225 | Fuel Cell, Diesel, Natural Gas, Storage | 0 | 0 | 0 | 0 | 200 | 625 | 400 | 0 | 0 | TRUE | 400 | 2021
Montgomery County / Duke Energy Renewables | Montgomery County Public Safety Headquarters Microgrid | Gaithersburg | MD | Montgomery | 20878 | Grid Connected | Continuous | Government | 2018 | 2018 | 2865 | 2865 | 0 | CHP, Solar | 865 | 2000 | 0 | 0 | 0 | 0 | 0 | 0 | 0 | TRUE | 0 | 2024
Port of San Diego | Tenth Avenue Marine Terminal Microgrid | San Diego | CA | San Diego | 92101 | Grid Connected | Conditional | Other Commercial | 2024 | 2024 | 1450 | 750 | 700 | Solar, Storage | 0 | 750 | 0 | 0 | 0 | 0 | 0 | 0 | 0 | TRUE | 2400 | 2024
Royal Dutch Shell | Shell Technology Center Houston (STCH) | Houston | TX | Harris | 77082 | Grid Connected | Continuous | Research Facility | 2019 | 2019 | 1727 | 427 | 1300 | Solar, Natural Gas, Storage | 0 | 300 | 0 | 0 | 0 | 0 | 127 | 0 | 0 | FALSE | 0 | 2019
Gridscape Solution | Fremont Fire Station #11 | Fremont | CA | Alameda | 94538 | Grid Connected | Conditional | Justice/Public Order | 2019 | 2019 | 58 | 38 | 20 | Solar, Storage | 0 | 38 | 0 | 0 | 0 | 0 | 0 | 0 | 0 | FALSE | 0 | 2020
Nexamp/ EnerNOC | Acton-Boxborough Regional School District | Acton | MA | Middlesex | 01720 | Grid Connected | Conditional | School | 2010 | 2018 | 2104 | 104 | 2000 | Solar, Storage | 0 | 104 | 0 | 0 | 0 | 0 | 0 | 0 | 0 | FALSE | 0
University of Massachusetts | University of Massachusetts - Amherst | Amherst | MA | Hampshire | 01003 | Grid Connected | Continuous | College/University | 2009 | 2019 | 22800 | 21500 | 1300 | CHP, Solar, Storage | 16000 | 5500 | 0 | 0 | 0 | 0 | 0 | 0 | 0 | FALSE | 4000 | 2024
Barnstable Public Schools | Barnstable Intermediate School | Barnstable | MA | Barnstable | 02601 | Grid Connected | Continuous | School | 2017 | 2017 | 60 | 60 | 0 | CHP | 60 | 0 | 0 | 0 | 0 | 0 | 0 | 0 | 0 | TRUE | 0 | 2021
Boston Medical Center | Yawkey Ambulatory Care Center | Boston | MA | Suffolk | 02118 | Grid Connected | Continuous | Hospital/Healthcare | 2017 | 2017 | 2000 | 2000 | 0 | CHP | 2000 | 0 | 0 | 0 | 0 | 0 | 0 | 0 | 0 | FALSE | 0 | 2024
Cape and Vineyard Electric Cooperative | Dennis Yarmouth Regional High School | Yarmouth | MA | Barnstable | 02664 | Grid Connected | Conditional | School |  |  | 1868 | 1356 | 512 | Solar, Storage | 0 | 1356 | 0 | 0 | 0 | 0 | 0 | 0 | 0 | FALSE | 0
City of Holyoke | Dean School Community Shelter Microgrid | Holyoke | MA | Hampden | 01040 | Grid Connected | Conditional | School |  |  | 600 | 600 | 0 | Solar, Storage | 0 | 600 | 0 | 0 | 0 | 0 | 0 | 0 | 0 | FALSE | 483
City of New Bedford | New Bedford High School | New Bedford | MA | Bristol | 02740 | Grid Connected | Conditional | School |  |  | 500 | 500 | 0 | Solar, Storage | 0 | 500 | 0 | 0 | 0 | 0 | 0 | 0 | 0 | FALSE | 0
Town of Wayland | Town of Wayland Middle School Resiliency Project | Wayland | MA | Middlesex | 01778 | Grid Connected | Conditional | School | 2016 | 2016 | 230 | 230 | 0 | Solar, Diesel | 0 | 230 | 0 | 0 | 0 | 0 | 0 | 0 | 0 | TRUE | 0 | 2024
Brooklyn Nursing Home, Tecogen | Brooklyn Nursing Home Microgrid | New York City | NY | Kings | 11215 | Grid Connected | Continuous | Assisted Living | 2019 | 2019 | 375 | 375 | 0 | CHP | 375 | 0 | 0 | 0 | 0 | 0 | 0 | 0 | 0 | TRUE | 0 | 2024
Daughters of Mary of the Immaculate Conception | Daughters of Mary of the Immaculate Conception Microgrid | New Britain | CT | Hartford | 06053 | Grid Connected | Conditional | City/Community | 2022 | 2022 | 1850 | 1450 | 400 | Solar, Natural Gas, Storage | 0 | 1200 | 0 | 0 | 0 | 0 | 250 | 0 | 0 | TRUE | 1400 | 2023
U.S. Military | Naval Submarine Base New London | Groton | CT | New London | 06340 | Grid Connected | Continuous | Military | 2022 | 2024 | 19650 | 19650 | 0 | CHP, Fuel Cell, Diesel | 10750 | 0 | 0 | 0 | 7400 | 1500 | 0 | 0 | 0 | TRUE | 0 | 2024
OPALCO | OPALCO Decatur Island Community Microgrid | San Juan Islands | WA | San Juan | 98261 | Grid Connected | Conditional | City/Community | 2018 | 2018 | 1504 | 504 | 1000 | Solar, Storage | 0 | 504 | 0 | 0 | 0 | 0 | 0 | 0 | 0 | TRUE | 2600 | 2024
San Diego International Airport | San Diego International Airport Microgrid | San Diego | CA | San Diego | 92101 | Grid Connected | Conditional | Airport | 2019 | 2019 | 7500 | 5500 | 2000 | Solar, Storage | 0 | 5500 | 0 | 0 | 0 | 0 | 0 | 0 | 0 | FALSE | 4000 | 2023
Cal Poly Humboldt | Cal Poly Humboldt (Formerly Humboldt State University) | Arcata | CA | Humboldt | 95521 | Grid Connected | Continuous | College/University |  | 2005 | 1070 | 1070 | 0 | CHP, Solar | 750 | 320 | 0 | 0 | 0 | 0 | 0 | 0 | 0 | FALSE | 0
TimberRock Advanced Energy | Bar-T Mountainside Summer Camp Microgrid | Frederick | MD | Frederick | 21704 | Grid Connected | Conditional | School | 2019 | 2019 | 100 | 100 | 0 | Solar, Storage | 0 | 100 | 0 | 0 | 0 | 0 | 0 | 0 | 0 | TRUE | 35 | 2024
City of Beaverton / Portland General Electric | Beaverton Public Safety Center | Beaverton | OR | Washington | 97008 | Grid Connected | Conditional | Justice/Public Order | 2019 | 2019 | 1550 | 1300 | 250 | Solar, Diesel, Storage | 0 | 300 | 0 | 0 | 0 | 1000 | 0 | 0 | 0 | FALSE | 1000 | 2023
Doosan Fuel Cell/777 Main St. | 777 Main Street | Hartford | CT | Hartford | 06103 | Grid Connected | Continuous | Multi-Family Building | 2017 | 2017 | 515 | 515 | 0 | CHP, Solar | 400 | 115 | 0 | 0 | 0 | 0 | 0 | 0 | 0 | FALSE | 0 | 2019
Mississippi State University | College View | Starkville | MS | Oktibbeha | 39759 | Grid Connected | Continuous | College/University | 2019 | 2019 | 285 | 285 | 0 | CHP | 285 | 0 | 0 | 0 | 0 | 0 | 0 | 0 | 0 | FALSE | 0 | 2019
Pitt Ohio Trucking | Pitt Ohio Trucking | Parma | OH | Cuyahoga | 44130 | Grid Connected | Conditional | Other Commercial |  |  | 543 | 543 | 0 | Solar, Wind, Storage | 0 | 495 | 48 | 0 | 0 | 0 | 0 | 0 | 0 | FALSE | 730 | 2020
Colorado College | Colorado College Tutt Library | Colorado Springs | CO | El Paso | 80903 | Grid Connected | Continuous | College/University | 2017 | 2017 | 245 | 245 | 0 | CHP, Solar | 130 | 115 | 0 | 0 | 0 | 0 | 0 | 0 | 0 | FALSE | 0 | 2024
Duke Energy | Hot Springs Microgrid | Hot Springs | NC | Madison | 28743 | Grid Connected | Conditional | City/Community | 2023 | 2023 | 6400 | 2000 | 4400 | Solar, Storage | 0 | 2000 | 0 | 0 | 0 | 0 | 0 | 0 | 0 | TRUE | 0 | 2023
MCR Development / Veolia | TWA Hotel | New York City | NY | Queens | 11430 | Off Grid | Continuous | Hotel | 2019 | 2019 | 2000 | 1000 | 1000 | CHP, Storage | 1000 | 0 | 0 | 0 | 0 | 0 | 0 | 0 | 0 | TRUE | 0 | 2019
Eugene Water & Electric Board | Howard Elementary School | Eugene | OR | Lane | 97404 | Grid Connected | Conditional | School | 2019 | 2019 | 550 | 50 | 500 | Solar, Storage | 0 | 50 | 0 | 0 | 0 | 0 | 0 | 0 | 0 | FALSE | 1000 | 2019
Emory University | Emory University Campus / Health Sciences Research Building II | Atlanta | GA | Fulton | 30322 | Grid Connected | Continuous | College/University | 2023 | 2021 | 6500 | 6500 | 0 | CHP, Solar | 1000 | 5500 | 0 | 0 | 0 | 0 | 0 | 0 | 0 | TRUE | 0 | 2023
Bloom Energy | Extreme Networks Headquarters | San Jose | CA | Santa Clara | 95119 | Grid Connected | Continuous | Other Commercial | 2019 | 2019 | 1000 | 1000 | 0 | Fuel Cell | 0 | 0 | 0 | 0 | 1000 | 0 | 0 | 0 | 0 | TRUE | 0 | 2024
Bloom Energy | II-VI Incorporated/Coherent Corp. Headquarters | Saxonburg | PA | Butler | 16056 | Grid Connected | Continuous | Electrical Equipment | 2019 | 2019 | 2500 | 2500 | 0 | Fuel Cell | 0 | 0 | 0 | 0 | 2500 | 0 | 0 | 0 | 0 | TRUE | 0 | 2024
JSR Micro Inc. | JSR Micro Microgrid | Sunnyvale | CA | Santa Clara | 94089 | Grid Connected | Continuous | Electrical Equipment | 2019 | 2019 | 1100 | 1100 | 0 | Fuel Cell | 0 | 0 | 0 | 0 | 1100 | 0 | 0 | 0 | 0 | TRUE | 0 | 2024
Bright Power | Archer Green Apartments Resilient Hub | New York City | NY | Queens | 11433 | Grid Connected | Continuous | Multi-Family Building | 2019 | 2019 | 463 | 213 | 250 | CHP, Solar, Storage | 140 | 73 | 0 | 0 | 0 | 0 | 0 | 0 | 0 | FALSE | 0 | 2019
Bright Power | 111 East 172nd Street Resilient Hub | Bronx | NY | Bronx | 10452 | Grid Connected | Continuous | Multi-Family Building | 2019 | 2019 | 81 | 63 | 18 | CHP, Solar, Storage | 10 | 53 | 0 | 0 | 0 | 0 | 0 | 0 | 0 | FALSE | 0 | 2019
WGL Energy | Naval Construction Battalion Center | Gulfport | MS | Harrison | 39501 | Grid Connected | Continuous | Military | 2021 | 2021 | 7320 | 7320 | 0 | Solar, Diesel | 0 | 4200 | 0 | 0 | 0 | 3120 | 0 | 0 | 0 | FALSE | 0 | 2022
Starrett City | Starrett City Power Plant | New York City | NY | Kings | 11239 | Grid Connected | Continuous | Multi-Family Building | 1974 | 1974 | 18000 | 18000 | 0 | CHP, Diesel | 18000 | 0 | 0 | 0 | 0 | 0 | 0 | 0 | 0 | FALSE | 0 | 2019
Rochdale Village Inc | Rochdale Village | New York City | NY | Queens | 11434 | Grid Connected | Continuous | Multi-Family Building | 1962 | 1962 | 21000 | 21000 | 0 | CHP | 21000 | 0 | 0 | 0 | 0 | 0 | 0 | 0 | 0 | FALSE | 0 | 2019
Penn South | Mutual Redevelopment Houses - Penn South | New York City | NY | New York | 11219 | Grid Connected | Continuous | Multi-Family Building | 2001 | 2001 | 3200 | 3200 | 0 | CHP | 3200 | 0 | 0 | 0 | 0 | 0 | 0 | 0 | 0 | FALSE | 0 | 2019
Amalgamated Warbasse Houses, Inc. | Warbasse Houses & Power Plant | New York City | NY | Kings | 11224 | Grid Connected | Continuous | Multi-Family Building | 2012 | 2012 | 6500 | 6500 | 0 | CHP, Diesel | 6000 | 0 | 0 | 0 | 0 | 500 | 0 | 0 | 0 | FALSE | 0 | 2019
Peoples Natural Gas / IMG Energy Solutions | Pittsburgh International Airport | Pittsburgh | PA | Allegheny | 15231 | Grid Connected | Continuous | Airport | 2021 | 2021 | 24300 | 24300 | 0 | Solar, Natural Gas | 0 | 2500 | 0 | 0 | 0 | 0 | 21800 | 0 | 0 | TRUE | 0 | 2024
San Pasqual Band of Mission Indians | San Pasqual Band of Mission Indians Microgrid | Valley Center | CA | San Diego | 92082 | Grid Connected | Conditional | City/Community | 2021 | 2021 | 378 | 228 | 150 | Solar, Storage, Other | 0 | 184 | 0 | 0 | 0 | 0 | 0 | 0 | 44 | TRUE | 300 | 2023
Southern California Edison Co | Southern California Edison Gem Dam Microgrid | Mono County | CA | Mono | 93529 | Off Grid | Conditional | Utility | 2019 | 2019 | 6.6 | 6.6 | 0 | Solar, Storage, Other | 0 | 6.6 | 0 | 0 | 0 | 0 | 0 | 0 | 0 | FALSE | 0 | 2020
PowerSecure and Tampa Electric (TECO) | Metropolitan Ministries Foundation Microgrid | Tampa | FL | Hillsborough | 33602 | Grid Connected | Conditional | Other Commercial | 2019 | 2019 | 625 | 625 | 0 | Diesel | 0 | 0 | 0 | 0 | 0 | 625 | 0 | 0 | 0 | TRUE | 0 | 2022
Sonoma Valley Unified School District | Sonoma Valley Unified School District Bus Yard | Sonoma | CA | Sonoma | 95476 | Grid Connected | Conditional | School | 2020 | 2020 | 910 | 200 | 710 | Solar, Storage | 0 | 200 | 0 | 0 | 0 | 0 | 0 | 0 | 0 | TRUE | 510 | 2021
Puerto Rico Department of Education | Angel Rafael "Papo" Diaz Colon Primary School | Orocovis | PR | Orocovis | 00720 | Grid Connected | Conditional | School | 2018 | 2018 | 15 | 15 | 0 | Solar, Storage | 0 | 15 | 0 | 0 | 0 | 0 | 0 | 0 | 0 | FALSE | 0 | 2020
Architect of the Capitol | U.S. Capitol Power Plant | Washington | DC | District Of Columbia | 20003 | Grid Connected | Continuous | Government | 2018 | 2018 | 7500 | 7500 | 0 | CHP | 7500 | 0 | 0 | 0 | 0 | 0 | 0 | 0 | 0 | FALSE | 0 | 2020
Silvies Valley Ranch | Silvies Valley Ranch Offgrid Cabins | Burns | OR | Harney | 97873 | Off Grid | Conditional | Recreation | 2023 | 2023 |  | 0 | 0 | Solar, Storage | 0 | 0 | 0 | 0 | 0 | 0 | 0 | 0 | 0 | FALSE | 0 | 2024
Maycroft Apartments | Maycroft Apartments | Washington | DC | District Of Columbia | 20009 | Grid Connected | Conditional | Multi-Family Building | 2019 | 2019 | 116 | 70 | 46 | Solar, Storage | 0 | 70 | 0 | 0 | 0 | 0 | 0 | 0 | 0 | TRUE | 0 | 2020
Wyndham Hotels & Resorts | Margaritaville Vacation Club by Wyndham Resorts | St. Thomas | VI | St. Croix | 00801 | Grid Connected | Continuous | Recreation | 2014 | 2016 | 1800 | 1800 | 0 | CHP | 1800 | 0 | 0 | 0 | 0 | 0 | 0 | 0 | 0 | TRUE | 0 | 2020
Energy Oasis Microgrid at S.U. Matrullas | Energy Oasis Microgrid at S.U. Matrullas | Orocovis | PR | Orocovis | 00766 | Grid Connected | Conditional | School | 2018 | 2018 | 49 | 15 | 34 | Solar, Storage | 0 | 15 | 0 | 0 | 0 | 0 | 0 | 0 | 0 | FALSE | 0 | 2020
Mameyes Abajo Health Clinic | Mameyes Abajo Health Clinic | Utuado | PR | Utuado | 00641 | Grid Connected | Conditional | Hospital/Healthcare | 2018 | 2018 | 18 | 10 | 8 | Solar, Storage | 0 | 10 | 0 | 0 | 0 | 0 | 0 | 0 | 0 | FALSE | 0 | 2020
Bartolo Microgrid | Bartolo Microgrid | Bartolo | PR | Lares | 00601 | Grid Connected | Conditional | City/Community | 2018 | 2018 | 21 | 9 | 12 | Solar, Storage | 0 | 9 | 0 | 0 | 0 | 0 | 0 | 0 | 0 | FALSE | 0 | 2020
Saddleback Community College | Saddleback Community College Microgrid | Missio Viejo | CA | Orange | 92692 | Grid Connected | Continuous | College/University | 2013 | 2013 | 1500 | 1500 | 0 | CHP | 1500 | 0 | 0 | 0 | 0 | 0 | 0 | 0 | 0 | FALSE | 0 | 2020
U.S. Military | Joint Base San Antonio | San Antonio | TX | Bexar | 78234 | Grid Connected | Continuous | Military | 2021 | 2021 | 585 | 585 | 0 | CHP | 585 | 0 | 0 | 0 | 0 | 0 | 0 | 0 | 0 | FALSE | 0 | 2023
Fifth Season | Fifth Season Microgrid | Braddock | PA | Allegheny | 15104 | Grid Connected | Continuous | Agriculture | 2021 | 2021 | 1560 | 1360 | 200 | Solar, Natural Gas, Storage | 0 | 160 | 0 | 0 | 0 | 0 | 1200 | 0 | 0 | TRUE | 0 | 2021
EDF Renewables | EDF Renewables North America HQ | San Diego | CA | San Diego | 92128 | Grid Connected | Conditional | Other Commercial | 2020 | 2020 | 669 | 389 | 280 | Solar, Storage | 0 | 389 | 0 | 0 | 0 | 0 | 0 | 0 | 0 | FALSE | 0 | 2020
Rose Acre Farms | Rose Acre Farms | Pantego | NC | Hyde | 27860 | Grid Connected | Conditional | Agriculture | 2022 | 2020 | 10500 | 8000 | 2500 | Solar, Diesel, Storage | 0 | 2000 | 0 | 0 | 0 | 6000 | 0 | 0 | 0 | TRUE | 5030 | 2024
City of Fremont | Fremont Fire Station #6 | Fremont | CA | Alameda | 94536 | Grid Connected | Conditional | Justice/Public Order | 2019 | 2019 | 63 | 43 | 20 | Solar, Storage | 0 | 43 | 0 | 0 | 0 | 0 | 0 | 0 | 0 | FALSE | 110 | 2020
City of Fremont | Fremont Fire Station #7 | Fremont | CA | Alameda | 94538 | Grid Connected | Conditional | Justice/Public Order | 2019 | 2019 | 63 | 43 | 20 | Solar, Storage | 0 | 43 | 0 | 0 | 0 | 0 | 0 | 0 | 0 | FALSE | 110 | 2020
U.S. Military | JFTB Joint Forces Training Base Los Alamitos | Los Alamitos | CA | Orange | 90720 | Grid Connected | Conditional | Military | 2023 | 2023 | 54500 | 34500 | 20000 | Solar, Diesel, Storage | 0 | 31500 | 0 | 0 | 0 | 3000 | 0 | 0 | 0 | TRUE | 40000 | 2024
Solar Therapeutics | Solar Therapeutics | Somerset | MA | Bristol | 02725 | Grid Connected | Continuous | Retail/Wholesale | 2020 | 2020 | 2500 | 2500 | 0 | CHP, Solar | 1750 | 750 | 0 | 0 | 0 | 0 | 0 | 0 | 0 | FALSE | 0 | 2020
Ford / DTE Energy | Ford Dearborn Central Energy Plant at Ford Research & Engineering Center | Dearborn | MI | Wayne | 48120 | Grid Connected | Continuous | Transportation Equipment | 2019 | 2019 | 64000 | 64000 | 0 | CHP, Diesel | 34000 | 0 | 0 | 0 | 0 | 30000 | 0 | 0 | 0 | TRUE | 0 | 2024
Wisconsin Department of Natural Resources | Black Hawk Recreational Area | Sauk City | WI | Sauk | 53560 | Grid Connected | Conditional | Recreation | 2020 | 2020 | 6 | 6 | 0 | Solar, Storage | 0 | 6 | 0 | 0 | 0 | 0 | 0 | 0 | 0 | FALSE | 0 | 2020
California Office of Emergency Services / Bloom Energy | Sleep Train Arena | Sacramento | CA | Sacramento | 95834 | Grid Connected | Continuous | Hospital/Healthcare | 2020 | 2020 | 400 | 400 | 0 | Fuel Cell | 0 | 0 | 0 | 0 | 400 | 0 | 0 | 0 | 0 | TRUE | 0 | 2024
Citizens Medical Center | Citizens Medical Center | Victoria | TX | Victoria | 77901 | Grid Connected | Continuous | Hospital/Healthcare | 2020 | 2020 | 3136 | 3136 | 0 | Natural Gas | 0 | 0 | 0 | 0 | 0 | 0 | 3136 | 0 | 0 | TRUE | 0 | 2020
Mississippi State University | MSU Power Generation Plant | Starkville | MS | Oktibbeha | 39762 | Grid Connected | Continuous | College/University | 2004 | 2004 | 28500 | 28500 | 0 | CHP | 28500 | 0 | 0 | 0 | 0 | 0 | 0 | 0 | 0 | FALSE | 0 | 2020
Groundswell | Groundswell Microgrid- City of Reguge Level Up Youth Center | Baltimore | MD | Independent City | 21201 | Grid Connected | Conditional | City/Community | 2021 | 2021 | 36 | 36 | 0 | Solar, Storage | 0 | 36 | 0 | 0 | 0 | 0 | 0 | 0 | 0 | FALSE | 40 | 2023
Milford Regional Medical Center | Milford Regional Medical Center | Milford | MA | Worcester | 01757 | Grid Connected | Continuous | Hospital/Healthcare | 2016 | 2016 | 1420 | 820 | 600 | CHP, Storage | 820 | 0 | 0 | 0 | 0 | 0 | 0 | 0 | 0 | FALSE | 600 | 2020
Chattanooga Metropolitan Airport | Chattanooga Metropolitan Airport | Chattanooga | TN | Hamilton | 37421 | Grid Connected | Conditional | Airport | 2019 | 2019 | 3301 | 2741 | 560 | Solar, Storage | 0 | 2741 | 0 | 0 | 0 | 0 | 0 | 0 | 0 | FALSE | 510 | 2023
SoCalGas | SoCalGas Monterey Park Facilty | Monterey Park | CA | Los Angeles | 91754 | Grid Connected | Continuous | Utility | 2020 | 2020 | 500 | 500 | 0 | Fuel Cell | 0 | 0 | 0 | 0 | 500 | 0 | 0 | 0 | 0 | TRUE | 0 | 2024
SoCalGas | SoCalGas Pico Rivera Facility | Pico Rivera | CA | Los Angeles | 90660 | Grid Connected | Continuous | Utility | 2020 | 2020 | 400 | 400 | 0 | Fuel Cell | 0 | 0 | 0 | 0 | 400 | 0 | 0 | 0 | 0 | TRUE | 0 | 2024
Redwood Coast Energy Authority | California Redwood Coast - Humboldt County Airport | McKinleyville | CA | Humboldt | 95519 | Grid Connected | Conditional | Airport | 2022 | 2022 | 4400 | 2200 | 2200 | Solar, Storage | 0 | 2200 | 0 | 0 | 0 | 0 | 0 | 0 | 0 | FALSE | 8800 | 2023
Avista Utilities | University District- Catalyst Building and Morris Center | Seattle | WA | Spokane | 98105 | Grid Connected | Conditional | College/University | 2021 | 2021 | 867 | 200 | 667 | Solar, Storage | 0 | 200 | 0 | 0 | 0 | 0 | 0 | 0 | 0 | TRUE | 1837 | 2023
City of Houston | Northeast Water Purification Plant Expansion Facility | Humble | TX | Harris | 77396 | Grid Connected | Conditional | Water Supply/Treatment | 2024 | 2024 | 30000 | 30000 | 0 | Natural Gas | 0 | 0 | 0 | 0 | 0 | 0 | 30000 | 0 | 0 | TRUE | 0 | 2024
North Fort Bend Water Authority | Bellaire Pump Station | Houston | TX | Harris | 77083 | Grid Connected | Conditional | Water Supply/Treatment | 2021 | 2021 | 2400 | 2400 | 0 | Natural Gas | 0 | 0 | 0 | 0 | 0 | 0 | 2400 | 0 | 0 | TRUE | 0 | 2023
Santa Rita Union School District | Bolsa Knolls Middle School | Salinas | CA | Monterey | 93906 | Grid Connected | Conditional | School | 2018 | 2018 | 354 | 264 | 90 | Solar, Storage | 0 | 264 | 0 | 0 | 0 | 0 | 0 | 0 | 0 | TRUE | 203 | 2020
Santa Rita Union School District | Gavilan View Middle School | Salinas | CA | Monterey | 93906 | Grid Connected | Conditional | School | 2018 | 2018 | 327 | 207 | 120 | Solar, Storage | 0 | 207 | 0 | 0 | 0 | 0 | 0 | 0 | 0 | TRUE | 284 | 2020
Santa Rita Union School District | La Joya Elementary School | Salinas | CA | Monterey | 93906 | Grid Connected | Conditional | School | 2018 | 2018 | 145 | 115 | 30 | Solar, Storage | 0 | 115 | 0 | 0 | 0 | 0 | 0 | 0 | 0 | TRUE | 81 | 2020
Santa Rita Union School District | McKinnon Elementary School | Salinas | CA | Monterey | 93906 | Grid Connected | Conditional | School | 2018 | 2018 | 203 | 143 | 60 | Solar, Storage | 0 | 143 | 0 | 0 | 0 | 0 | 0 | 0 | 0 | TRUE | 122 | 2020
Santa Rita Union School District | New Republic Elementary School | Salinas | CA | Monterey | 93906 | Grid Connected | Conditional | School | 2018 | 2018 | 246 | 156 | 90 | Solar, Storage | 0 | 156 | 0 | 0 | 0 | 0 | 0 | 0 | 0 | TRUE | 203 | 2020
Santa Rita Union School District | Santa Rita Elementary School | Salinas | CA | Monterey | 93906 | Grid Connected | Conditional | School | 2018 | 2018 | 257 | 167 | 90 | Solar, Storage | 0 | 167 | 0 | 0 | 0 | 0 | 0 | 0 | 0 | TRUE | 203 | 2020
City of Portland | City of Portland Fire Station | Portland | OR | Multnomah | 97204 | Grid Connected | Continuous | Justice/Public Order | 2019 | 2019 | 190 | 160 | 30 | Solar, Diesel, Storage | 0 | 30 | 0 | 0 | 0 | 130 | 0 | 0 | 0 | TRUE | 60 | 2020
Concentric Power | Gonzales Manufacturing Facility - Taylor Farms | Gonzales | CA | Monterey | 93926 | Grid Connected | Continuous | Food & Beverage Processing | 2016 | 2016 | 4800 | 4800 | 0 | CHP, Solar, Wind | 2000 | 1000 | 1800 | 0 | 0 | 0 | 0 | 0 | 0 | TRUE | 0 | 2024
Concentric Power | Church Brothers Farms - True Leaf Farms | San Juan Bautista | CA | San Benito | 95045 | Grid Connected | Continuous | Agriculture | 2017 | 2017 | 2000 | 2000 | 0 | CHP | 2000 | 0 | 0 | 0 | 0 | 0 | 0 | 0 | 0 | TRUE | 0 | 2020
Bowery Farming | Bowery Farming Microgrid | Kearny | NJ | Hudson | 07032 | Grid Connected | Continuous | Agriculture | 2019 | 2019 | 1165 | 965 | 200 | Solar, Natural Gas, Storage | 0 | 150 | 0 | 0 | 0 | 0 | 815 | 0 | 0 | TRUE | 0 | 2021
Phoenix Beverages | Phoenix Beverages | New York City | NY | Kings | 11201 | Off Grid | Continuous | Food & Beverage Processing | 2010 | 2010 | 600 | 600 | 0 | CHP | 600 | 0 | 0 | 0 | 0 | 0 | 0 | 0 | 0 | TRUE | 0 | 2024
Toren Condominums | Toren Condominums | Brooklyn | NY | Kings | 11201 | Grid Connected | Continuous | Multi-Family Building | 2009 | 2009 | 500 | 500 | 0 | CHP | 500 | 0 | 0 | 0 | 0 | 0 | 0 | 0 | 0 | TRUE | 0 | 2024
CNP Utility District | CNP Utility District | Houston | TX | Harris | 77090 | Grid Connected | Conditional | Water Supply/Treatment | 2019 | 2019 | 896 | 896 | 0 | Natural Gas | 0 | 0 | 0 | 0 | 0 | 0 | 896 | 0 | 0 | TRUE | 0 | 2020
Tradition Senior Living | The Tradition - Buffalo Speedway | Houston | TX | Harris | 77025 | Grid Connected | Conditional | Assisted Living | 2019 | 2019 | 1334 | 1334 | 0 | Natural Gas | 0 | 0 | 0 | 0 | 0 | 0 | 1334 | 0 | 0 | TRUE | 0 | 2020
Linde Gas & Equipment Inc. | Linde Gas & Equipment Inc. (formerly Praxair) | Clute | TX | Brazoria | 77531 | Grid Connected | Conditional | Retail/Wholesale | 2019 | 2019 | 1334 | 1334 | 0 | Natural Gas | 0 | 0 | 0 | 0 | 0 | 0 | 1334 | 0 | 0 | TRUE | 0 | 2020
Tradition Senior Living | The Tradition - Woodway | Houston | TX | Harris | 77057 | Grid Connected | Conditional | Assisted Living | 2020 | 2020 | 1200 | 1200 | 0 | Natural Gas | 0 | 0 | 0 | 0 | 0 | 0 | 1200 | 0 | 0 | TRUE | 0 | 2023
Lakeside Country Club | Lakeside Country Club | Houston | TX | Harris | 77042 | Grid Connected | Conditional | Recreation | 2020 | 2020 | 1200 | 1200 | 0 | Natural Gas | 0 | 0 | 0 | 0 | 0 | 0 | 1200 | 0 | 0 | TRUE | 0 | 2023
Walmart, Inc. | Walmart 02439 | Baytown | TX | Chambers | 77523 | Grid Connected | Conditional | Retail/Wholesale | 2020 | 2020 | 1334 | 1334 | 0 | Natural Gas | 0 | 0 | 0 | 0 | 0 | 0 | 1334 | 0 | 0 | TRUE | 0 | 2020
Walmart, Inc. | Walmart 02724 | Pasadena | TX | Harris | 77506 | Grid Connected | Conditional | Retail/Wholesale | 2020 | 2020 | 1334 | 1334 | 0 | Natural Gas | 0 | 0 | 0 | 0 | 0 | 0 | 1334 | 0 | 0 | TRUE | 0 | 2020
Walmart, Inc. | Walmart 03225 | Rowlett | TX | Dallas | 75088 | Grid Connected | Conditional | Retail/Wholesale | 2020 | 2020 | 1334 | 1334 | 0 | Natural Gas | 0 | 0 | 0 | 0 | 0 | 0 | 1334 | 0 | 0 | TRUE | 0 | 2020
Walmart, Inc. | Walmart 03226 | Katy | TX | Fort Bend | 77494 | Grid Connected | Conditional | Retail/Wholesale | 2019 | 2019 | 1334 | 1334 | 0 | Natural Gas | 0 | 0 | 0 | 0 | 0 | 0 | 1334 | 0 | 0 | TRUE | 0 | 2020
Walmart, Inc. | Walmart 03297 | Houston | TX | Harris | 77065 | Grid Connected | Conditional | Retail/Wholesale | 2020 | 2020 | 1334 | 1334 | 0 | Natural Gas | 0 | 0 | 0 | 0 | 0 | 0 | 1334 | 0 | 0 | TRUE | 0 | 2020
Walmart, Inc. | Walmart 03298 | Kemaah | TX | Galveston | 77565 | Grid Connected | Conditional | Retail/Wholesale | 2020 | 2020 | 1334 | 1334 | 0 | Natural Gas | 0 | 0 | 0 | 0 | 0 | 0 | 1334 | 0 | 0 | TRUE | 0 | 2020
Walmart, Inc. | Walmart 00194 | Baytown | TX | Harris | 77521 | Grid Connected | Conditional | Retail/Wholesale | 2020 | 2020 | 1334 | 1334 | 0 | Natural Gas | 0 | 0 | 0 | 0 | 0 | 0 | 1334 | 0 | 0 | TRUE | 0 | 2020
Walmart, Inc. | Walmart 00522 | Crosby | TX | Harris | 77532 | Grid Connected | Conditional | Retail/Wholesale | 2020 | 2020 | 1334 | 1334 | 0 | Natural Gas | 0 | 0 | 0 | 0 | 0 | 0 | 1334 | 0 | 0 | TRUE | 0 | 2020
Walmart, Inc. | Walmart 00546 | Richmond | TX | Fort Bend | 77469 | Grid Connected | Conditional | Retail/Wholesale | 2020 | 2020 | 1334 | 1334 | 0 | Natural Gas | 0 | 0 | 0 | 0 | 0 | 0 | 1334 | 0 | 0 | TRUE | 0 | 2020
Walmart, Inc. | Walmart 00602 | Spring | TX | Montgomery | 77380 | Grid Connected | Conditional | Retail/Wholesale | 2020 | 2020 | 1334 | 1334 | 0 | Natural Gas | 0 | 0 | 0 | 0 | 0 | 0 | 1334 | 0 | 0 | TRUE | 0 | 2020
Walmart, Inc. | Walmart 00744 | Humble | TX | Harris | 77346 | Grid Connected | Conditional | Retail/Wholesale | 2020 | 2020 | 1334 | 1334 | 0 | Natural Gas | 0 | 0 | 0 | 0 | 0 | 0 | 1334 | 0 | 0 | TRUE | 0 | 2020
Walmart, Inc. | Walmart 00752 | Pasadena | TX | Harris | 77505 | Grid Connected | Conditional | Retail/Wholesale | 2020 | 2020 | 1334 | 1334 | 0 | Natural Gas | 0 | 0 | 0 | 0 | 0 | 0 | 1334 | 0 | 0 | TRUE | 0 | 2020
Walmart, Inc. | Walmart 00768 | Katy | TX | Harris | 77449 | Grid Connected | Conditional | Retail/Wholesale | 2019 | 2019 | 1334 | 1334 | 0 | Natural Gas | 0 | 0 | 0 | 0 | 0 | 0 | 1334 | 0 | 0 | TRUE | 0 | 2020
Walmart, Inc. | Walmart 00849 | Spring | TX | Harris | 77373 | Grid Connected | Conditional | Retail/Wholesale | 2020 | 2020 | 1334 | 1334 | 0 | Natural Gas | 0 | 0 | 0 | 0 | 0 | 0 | 1334 | 0 | 0 | TRUE | 0 | 2020
Walmart, Inc. | Walmart 00872 | Pearland | TX | Brazoria | 77581 | Grid Connected | Conditional | Retail/Wholesale | 2020 | 2020 | 1334 | 1334 | 0 | Natural Gas | 0 | 0 | 0 | 0 | 0 | 0 | 1334 | 0 | 0 | TRUE | 0 | 2020
Walmart, Inc. | Walmart 01040 | Houston | TX | Harris | 77095 | Grid Connected | Conditional | Retail/Wholesale | 2019 | 2019 | 1334 | 1334 | 0 | Natural Gas | 0 | 0 | 0 | 0 | 0 | 0 | 1334 | 0 | 0 | TRUE | 0 | 2020
Walmart, Inc. | Walmart 01062 | Friendswood | TX | Galveston | 77546 | Grid Connected | Conditional | Retail/Wholesale | 2020 | 2020 | 1334 | 1334 | 0 | Natural Gas | 0 | 0 | 0 | 0 | 0 | 0 | 1334 | 0 | 0 | TRUE | 0 | 2020
Walmart, Inc. | Walmart 01103 | Houston | TX | Harris | 77068 | Grid Connected | Conditional | Retail/Wholesale | 2019 | 2019 | 1334 | 1334 | 0 | Natural Gas | 0 | 0 | 0 | 0 | 0 | 0 | 1334 | 0 | 0 | TRUE | 0 | 2020
Walmart, Inc. | Walmart 03390 | Spring | TX | Montgomery | 77382 | Grid Connected | Conditional | Retail/Wholesale | 2020 | 2019 | 1334 | 1334 | 0 | Natural Gas | 0 | 0 | 0 | 0 | 0 | 0 | 1334 | 0 | 0 | TRUE | 0 | 2020
Walmart, Inc. | Walmart 03827 | Richmond | TX | Fort Bend | 77406 | Grid Connected | Conditional | Retail/Wholesale | 2020 | 2019 | 1334 | 1334 | 0 | Natural Gas | 0 | 0 | 0 | 0 | 0 | 0 | 1334 | 0 | 0 | TRUE | 0 | 2020
Walmart, Inc. | Walmart 04512 | Katy | TX | Harris | 77449 | Grid Connected | Conditional | Retail/Wholesale | 2020 | 2019 | 1334 | 1334 | 0 | Natural Gas | 0 | 0 | 0 | 0 | 0 | 0 | 1334 | 0 | 0 | TRUE | 0 | 2020
Walmart, Inc. | Walmart 04538 | Katy | TX | Harris | 77449 | Grid Connected | Conditional | Retail/Wholesale | 2019 | 2019 | 1334 | 1334 | 0 | Natural Gas | 0 | 0 | 0 | 0 | 0 | 0 | 1334 | 0 | 0 | TRUE | 0 | 2020
Walmart, Inc. | Walmart 05045 | Tomball | TX | Harris | 77375 | Grid Connected | Conditional | Retail/Wholesale | 2020 | 2019 | 1334 | 1334 | 0 | Natural Gas | 0 | 0 | 0 | 0 | 0 | 0 | 1334 | 0 | 0 | TRUE | 0 | 2020
Walmart, Inc. | Walmart 05091 | Cypress | TX | Harris | 77429 | Grid Connected | Conditional | Retail/Wholesale | 2020 | 2019 | 1334 | 1334 | 0 | Natural Gas | 0 | 0 | 0 | 0 | 0 | 0 | 1334 | 0 | 0 | TRUE | 0 | 2020
Walmart, Inc. | Walmart 05116 | La Porte | TX | Harris | 77571 | Grid Connected | Conditional | Retail/Wholesale | 2020 | 2019 | 1334 | 1334 | 0 | Natural Gas | 0 | 0 | 0 | 0 | 0 | 0 | 1334 | 0 | 0 | TRUE | 0 | 2020
Walmart, Inc. | Walmart 05287 | Spring | TX | Harris | 77379 | Grid Connected | Conditional | Retail/Wholesale | 2020 | 2019 | 1334 | 1334 | 0 | Natural Gas | 0 | 0 | 0 | 0 | 0 | 0 | 1334 | 0 | 0 | TRUE | 0 | 2020
Walmart, Inc. | Walmart 06929 | Temple | TX | Bell | 76502 | Grid Connected | Conditional | Retail/Wholesale | 2020 | 2019 | 1334 | 1334 | 0 | Natural Gas | 0 | 0 | 0 | 0 | 0 | 0 | 1334 | 0 | 0 | TRUE | 0 | 2020
Buc-ee's | Buc-ee's 00018 | Waller | TX | Harris | 77484 | Grid Connected | Conditional | Retail/Wholesale | 2017 | 2017 | 1290 | 1290 | 0 | Natural Gas | 0 | 0 | 0 | 0 | 0 | 0 | 1290 | 0 | 0 | TRUE | 0 | 2020
Buc-ee's | Buc-ee's 00030 | Wharton | TX | Wharton | 77488 | Grid Connected | Conditional | Retail/Wholesale | 2017 | 2017 | 860 | 860 | 0 | Natural Gas | 0 | 0 | 0 | 0 | 0 | 0 | 860 | 0 | 0 | TRUE | 0 | 2020
Buc-ee's | Buc-ee's 00033 | Texas City | TX | Galveston | 77591 | Grid Connected | Conditional | Retail/Wholesale | 2017 | 2017 | 1290 | 1290 | 0 | Natural Gas | 0 | 0 | 0 | 0 | 0 | 0 | 1290 | 0 | 0 | TRUE | 0 | 2020
Buc-ee's | Buc-ee's 00034 | Baytown | TX | Harris | 77521 | Grid Connected | Conditional | Retail/Wholesale | 2017 | 2017 | 1290 | 1290 | 0 | Natural Gas | 0 | 0 | 0 | 0 | 0 | 0 | 1290 | 0 | 0 | TRUE | 0 | 2020
Buc-ee's | Buc-ee's 00035 | Temple | TX | Bell | 76502 | Grid Connected | Conditional | Retail/Wholesale | 2018 | 2018 | 1290 | 1290 | 0 | Natural Gas | 0 | 0 | 0 | 0 | 0 | 0 | 1290 | 0 | 0 | TRUE | 0 | 2020
Buc-ee's | Buc-ee's 00036 | Terrell | TX | Kaufman | 75160 | Grid Connected | Conditional | Retail/Wholesale | 2017 | 2017 | 1290 | 1290 | 0 | Natural Gas | 0 | 0 | 0 | 0 | 0 | 0 | 1290 | 0 | 0 | TRUE | 0 | 2020
Buc-ee's | Buc-ee's 00038 | Royse City | TX | Rockwall | 75189 | Grid Connected | Conditional | Retail/Wholesale | 2019 | 2019 | 1334 | 1334 | 0 | Natural Gas | 0 | 0 | 0 | 0 | 0 | 0 | 1334 | 0 | 0 | TRUE | 0 | 2020
Buc-ee's | Buc-ee's 00040 | Katy | TX | Fort Bend | 77494 | Grid Connected | Conditional | Retail/Wholesale | 2017 | 2017 | 1720 | 1720 | 0 | Natural Gas | 0 | 0 | 0 | 0 | 0 | 0 | 1720 | 0 | 0 | TRUE | 0 | 2020
Buc-ee's | Buc-ee's 00044 | Melissa | TX | Collin | 75454 | Grid Connected | Conditional | Retail/Wholesale | 2019 | 2019 | 1334 | 1334 | 0 | Natural Gas | 0 | 0 | 0 | 0 | 0 | 0 | 1334 | 0 | 0 | TRUE | 0 | 2020
Buc-ee's | Buc-ee's 00048 | Ennis | TX | Ellis | 75119 | Grid Connected | Conditional | Retail/Wholesale | 2020 | 2020 | 1334 | 1334 | 0 | Natural Gas | 0 | 0 | 0 | 0 | 0 | 0 | 1334 | 0 | 0 | TRUE | 0 | 2020
Ramapough Lunape Tribe | Split Rock Sweetwater Prayer Camp | Mawah | NJ | Bergen | 07430 | Off Grid | Conditional | City/Community | 2017 | 2017 | 3 | 3 | 0 | Solar, Storage | 0 | 3 | 0 | 0 | 0 | 0 | 0 | 0 | 0 | FALSE | 20 | 2020
Mutual Aid Disaster Relief | Proyecto de Appoyo Mutuo Mariana | Humacao | PR | Humacao | 00791 | Off Grid | Conditional | City/Community | 2018 | 2018 | 18 | 18 | 0 | Solar, Storage | 0 | 18 | 0 | 0 | 0 | 0 | 0 | 0 | 0 | FALSE | 0 | 2020
City of Buckland | Buckland, Alaska | Buckland | AK | Northwest Arctic | 99727 | Off Grid | Continuous | City/Community | 2013 | 2019 | 1717.5 | 1440.5 | 277 | CHP, Solar, Wind, Storage | 1185 | 55.5 | 200 | 0 | 0 | 0 | 0 | 0 | 0 | FALSE | 218 | 2023
Sandia National Laboratory | Sandia National Lab | Kekaha | HI | Kauai | 96752 | Off Grid | Conditional | Research Facility | 2018 | 2018 | 5.5 | 5.5 | 0 | Solar, Storage | 0 | 5.5 | 0 | 0 | 0 | 0 | 0 | 0 | 0 | FALSE | 84 | 2020
Mercy Corps | Mercy Corps | San Juan | PR | San Juan | 00901 | Grid Connected | Conditional | City/Community | 2020 | 2020 | 5 | 5 | 0 | Solar, Storage | 0 | 5 | 0 | 0 | 0 | 0 | 0 | 0 | 0 | FALSE | 0 | 2020
Ipnatchiaq Electric Company | Deering Microgrid | Deering | AK | Northwest Arctic | 99736 | Off Grid | Continuous | City/Community | 2019 | 2019 | 1055 | 778 | 277 | CHP, Solar, Wind, Storage | 630 | 48 | 100 | 0 | 0 | 0 | 0 | 0 | 0 | TRUE | 109 | 2024
Lions Club | Camp Ross Relles | Nevada City | CA | Nevada | 95959 | Off Grid | Conditional | Recreation | 2019 | 2019 | 35 | 35 | 0 | Solar, Storage, Other | 0 | 15 | 0 | 0 | 0 | 0 | 0 | 0 | 20 | FALSE | 84 | 2020
Container Solutions | Container Solutions | Concord | CA | Contra Costa | 94520 | Off Grid | Conditional | Other Commercial | 2019 | 2019 | 35 | 35 | 0 | Solar, Storage, Other | 0 | 15 | 0 | 0 | 0 | 0 | 0 | 0 | 20 | FALSE | 46 | 2020
Boxpower | BoxPower Residential Microgrid Pahoa | Pahoa | HI | Hawaii | 96720 | Off Grid | Conditional | City/Community | 2019 | 2019 | 19.5 | 19.5 | 0 | Solar, Storage, Other | 0 | 7.5 | 0 | 0 | 0 | 0 | 0 | 0 | 12 | FALSE | 21 | 2023
Boxpower | BoxPower Nevada City | Nevada City | CA | Nevada | 95959 | Off Grid | Conditional | Agriculture | 2019 | 2019 | 5.5 | 5.5 | 0 | Solar, Storage | 0 | 5.5 | 0 | 0 | 0 | 0 | 0 | 0 | 0 | FALSE | 15 | 2020
Direct Relief | Direct Relief Warehouse - CA | Santa Barbara | CA | Santa Barbara | 93117 | Off Grid | Conditional | Hospital/Healthcare | 2019 | 2019 | 1608 | 932 | 676 | Solar, Diesel, Storage, Other | 0 | 320 | 0 | 0 | 0 | 600 | 0 | 0 | 12 | FALSE | 0 | 2023
Mercy Corps | Guayama Resilience Hub | Guayama | PR | Guayama | 00784 | Grid Connected | Conditional | School | 2020 | 2020 | 15 | 15 | 0 | Solar, Storage | 0 | 15 | 0 | 0 | 0 | 0 | 0 | 0 | 0 | FALSE | 46 | 2020
Direct Relief | Direct Relief - PR | San Juan | PR | San Juan | 00922 | Off Grid | Conditional | Hospital/Healthcare | 2020 | 2020 | 3.5 | 3.5 | 0 | Solar, Storage | 0 | 3.5 | 0 | 0 | 0 | 0 | 0 | 0 | 0 | FALSE | 15 | 2020
US Department of Agriculture | Pilot Point Grocery Store | Pilot Point | AK | Lake and Peninsula | 99649 | Grid Connected | Conditional | Food Store | 2020 | 2020 | 30 | 30 | 0 | Solar, Storage | 0 | 30 | 0 | 0 | 0 | 0 | 0 | 0 | 0 | FALSE | 54 | 2023
Boxpower | Boxpower Makawao | Makawao | HI | Maui | 96768 | Grid Connected | Conditional | Agriculture | 2020 | 2020 | 30 | 30 | 0 | Solar, Storage | 0 | 30 | 0 | 0 | 0 | 0 | 0 | 0 | 0 | FALSE | 69 | 2020
Boxpower | Boxpower Ukiah | Ukiah | CA | Mendocino | 95482 | Off Grid | Conditional | Agriculture | 2020 | 2020 | 38 | 38 | 0 | Solar, Natural Gas, Storage | 0 | 18 | 0 | 0 | 0 | 0 | 20 | 0 | 0 | FALSE | 41 | 2020
Mendocino Community Health Clinic | Medocino Community Health Clinic | Ukiah | CA | Mendocino | 95482 | Grid Connected | Conditional | Hospital/Healthcare | 2020 | 2020 | 262 | 262 | 0 | Solar, Storage | 0 | 262 | 0 | 0 | 0 | 0 | 0 | 0 | 0 | FALSE | 464 | 2020
Liberty Utilities | Sagehen Microgrid | Truckee | CA | Nevada | 96161 | Grid Connected | Conditional | Research Facility | 2020 | 2020 | 55 | 55 | 0 | Solar, Storage, Other | 0 | 20 | 0 | 0 | 0 | 0 | 0 | 0 | 35 | FALSE | 68 | 2020
H-E-B | H-E-B 00016 | Burleson | TX | Johnson | 76028 | Grid Connected | Conditional | Food Store | 2020 | 2020 | 896 | 896 | 0 | Natural Gas | 0 | 0 | 0 | 0 | 0 | 0 | 896 | 0 | 0 | TRUE | 0 | 2020
H-E-B | H-E-B 00020 | Cypress | TX | Harris | 77429 | Grid Connected | Conditional | Food Store | 2018 | 2018 | 1290 | 1290 | 0 | Natural Gas | 0 | 0 | 0 | 0 | 0 | 0 | 1290 | 0 | 0 | TRUE | 0 | 2020
H-E-B | H-E-B 00028 | League City | TX | Galveston | 77573 | Grid Connected | Conditional | Food Store | 2017 | 2017 | 1290 | 1290 | 0 | Natural Gas | 0 | 0 | 0 | 0 | 0 | 0 | 1290 | 0 | 0 | TRUE | 0 | 2020
H-E-B | H-E-B 00038 | San Juan | TX | Hidalgo | 78589 | Grid Connected | Conditional | Food Store | 2018 | 2018 | 1334 | 1334 | 0 | Natural Gas | 0 | 0 | 0 | 0 | 0 | 0 | 1334 | 0 | 0 | TRUE | 0 | 2020
H-E-B | H-E-B 00054 | Houston | TX | Harris | 77075 | Grid Connected | Conditional | Food Store | 2018 | 2018 | 1334 | 1334 | 0 | Natural Gas | 0 | 0 | 0 | 0 | 0 | 0 | 1334 | 0 | 0 | TRUE | 0 | 2020
H-E-B | H-E-B 00057 | Corpus Christi | TX | Nueces | 78418 | Grid Connected | Conditional | Food Store | 2017 | 2017 | 1334 | 1334 | 0 | Natural Gas | 0 | 0 | 0 | 0 | 0 | 0 | 1334 | 0 | 0 | TRUE | 0 | 2020
H-E-B | H-E-B 00063 | Pearland | TX | Brazoria | 77584 | Grid Connected | Conditional | Food Store | 2017 | 2017 | 1720 | 1720 | 0 | Natural Gas | 0 | 0 | 0 | 0 | 0 | 0 | 1720 | 0 | 0 | TRUE | 0 | 2020
H-E-B | H-E-B 00069 | Corpus Christi | TX | Nueces | 78413 | Grid Connected | Conditional | Food Store | 2017 | 2017 | 1792 | 1792 | 0 | Natural Gas | 0 | 0 | 0 | 0 | 0 | 0 | 1792 | 0 | 0 | TRUE | 0 | 2020
H-E-B | H-E-B 00070 | Abilene | TX | Taylor | 79605 | Grid Connected | Conditional | Food Store | 2018 | 2018 | 1334 | 1334 | 0 | Natural Gas | 0 | 0 | 0 | 0 | 0 | 0 | 1334 | 0 | 0 | TRUE | 0 | 2020
H-E-B | H-E-B 00092 | Victoria | TX | Victoria | 77901 | Grid Connected | Conditional | Food Store | 2018 | 2018 | 1792 | 1792 | 0 | Natural Gas | 0 | 0 | 0 | 0 | 0 | 0 | 1792 | 0 | 0 | TRUE | 0 | 2020
H-E-B | H-E-B 00095 | Laredo | TX | Webb | 78045 | Grid Connected | Conditional | Food Store | 2018 | 2018 | 1792 | 1792 | 0 | Natural Gas | 0 | 0 | 0 | 0 | 0 | 0 | 1792 | 0 | 0 | TRUE | 0 | 2020
H-E-B | H-E-B 00099 | Houston | TX | Harris | 77070 | Grid Connected | Conditional | Food Store | 2017 | 2017 | 1290 | 1290 | 0 | Natural Gas | 0 | 0 | 0 | 0 | 0 | 0 | 1290 | 0 | 0 | TRUE | 0 | 2020
H-E-B | H-E-B 00109 | Houston | TX | Harris | 77055 | Grid Connected | Conditional | Food Store | 2018 | 2018 | 1290 | 1290 | 0 | Natural Gas | 0 | 0 | 0 | 0 | 0 | 0 | 1290 | 0 | 0 | TRUE | 0 | 2020
H-E-B | H-E-B 00110 | Missouri City | TX | Fort Bend | 77459 | Grid Connected | Conditional | Food Store | 2017 | 2017 | 1290 | 1290 | 0 | Natural Gas | 0 | 0 | 0 | 0 | 0 | 0 | 1290 | 0 | 0 | TRUE | 0 | 2020
H-E-B | H-E-B 00136 | Harlingen | TX | Cameron | 78550 | Grid Connected | Conditional | Food Store | 2018 | 2018 | 896 | 896 | 0 | Natural Gas | 0 | 0 | 0 | 0 | 0 | 0 | 896 | 0 | 0 | TRUE | 0 | 2020
H-E-B | H-E-B 00139 | Corpus Christi | TX | Nueces | 78413 | Grid Connected | Conditional | Food Store | 2017 | 2017 | 896 | 896 | 0 | Natural Gas | 0 | 0 | 0 | 0 | 0 | 0 | 896 | 0 | 0 | TRUE | 0 | 2020
H-E-B | H-E-B 00172 | Edinburg | TX | Hidalgo | 78539 | Grid Connected | Conditional | Food Store | 2020 | 2020 | 896 | 896 | 0 | Natural Gas | 0 | 0 | 0 | 0 | 0 | 0 | 896 | 0 | 0 | TRUE | 0 | 2020
H-E-B | H-E-B 00182 | Temple | TX | Bell | 76502 | Grid Connected | Conditional | Food Store | 2018 | 2018 | 1334 | 1334 | 0 | Natural Gas | 0 | 0 | 0 | 0 | 0 | 0 | 1334 | 0 | 0 | TRUE | 0 | 2020
H-E-B | H-E-B 00210 | Corpus Christi | TX | Nueces | 78412 | Grid Connected | Conditional | Food Store | 2017 | 2017 | 896 | 896 | 0 | Natural Gas | 0 | 0 | 0 | 0 | 0 | 0 | 896 | 0 | 0 | TRUE | 0 | 2020
H-E-B | H-E-B 00212 | McAllen | TX | Hidalgo | 78501 | Grid Connected | Conditional | Food Store | 2018 | 2018 | 896 | 896 | 0 | Natural Gas | 0 | 0 | 0 | 0 | 0 | 0 | 896 | 0 | 0 | TRUE | 0 | 2020
H-E-B | H-E-B 00223 | Alice | TX | Jim Wells | 78332 | Grid Connected | Conditional | Food Store | 2018 | 2018 | 1334 | 1334 | 0 | Natural Gas | 0 | 0 | 0 | 0 | 0 | 0 | 1334 | 0 | 0 | TRUE | 0 | 2020
H-E-B | H-E-B 00231 | Weslaco | TX | Hidalgo | 78596 | Grid Connected | Conditional | Food Store | 2018 | 2018 | 896 | 896 | 0 | Natural Gas | 0 | 0 | 0 | 0 | 0 | 0 | 896 | 0 | 0 | TRUE | 0 | 2020
H-E-B | H-E-B 00236 | Pflugerville | TX | Travis | 78660 | Grid Connected | Conditional | Food Store | 2018 | 2018 | 896 | 896 | 0 | Natural Gas | 0 | 0 | 0 | 0 | 0 | 0 | 896 | 0 | 0 | TRUE | 0 | 2020
H-E-B | H-E-B 00255 | Laredo | TX | Webb | 78041 | Grid Connected | Conditional | Food Store | 2018 | 2018 | 1334 | 1334 | 0 | Natural Gas | 0 | 0 | 0 | 0 | 0 | 0 | 1334 | 0 | 0 | TRUE | 0 | 2020
H-E-B | H-E-B 00270 | Corpus Christi | TX | Nueces | 78411 | Grid Connected | Conditional | Food Store | 2018 | 2018 | 896 | 896 | 0 | Natural Gas | 0 | 0 | 0 | 0 | 0 | 0 | 896 | 0 | 0 | TRUE | 0 | 2020
H-E-B | H-E-B 00291 | Harlingen | TX | Cameron | 78550 | Grid Connected | Conditional | Food Store | 2018 | 2018 | 1334 | 1334 | 0 | Natural Gas | 0 | 0 | 0 | 0 | 0 | 0 | 1334 | 0 | 0 | TRUE | 0 | 2020
H-E-B | H-E-B 00334 | McAllen | TX | Hidalgo | 78501 | Grid Connected | Conditional | Food Store | 2018 | 2018 | 1334 | 1334 | 0 | Natural Gas | 0 | 0 | 0 | 0 | 0 | 0 | 1334 | 0 | 0 | TRUE | 0 | 2020
H-E-B | H-E-B 00373 | Austin | TX | Williamson | 78717 | Grid Connected | Conditional | Food Store | 2018 | 2018 | 896 | 896 | 0 | Natural Gas | 0 | 0 | 0 | 0 | 0 | 0 | 896 | 0 | 0 | TRUE | 0 | 2020
H-E-B | H-E-B 00381 | Harker Heights | TX | Bell | 76548 | Grid Connected | Conditional | Food Store | 2018 | 2018 | 1334 | 1334 | 0 | Natural Gas | 0 | 0 | 0 | 0 | 0 | 0 | 1334 | 0 | 0 | TRUE | 0 | 2020
H-E-B | H-E-B 00383 | Port Isabel | TX | Cameron | 78578 | Grid Connected | Conditional | Food Store | 2020 | 2018 | 896 | 896 | 0 | Natural Gas | 0 | 0 | 0 | 0 | 0 | 0 | 896 | 0 | 0 | TRUE | 0 | 2020
H-E-B | H-E-B 00401 | Kingsville | TX | Kleberg | 78363 | Grid Connected | Conditional | Food Store | 2018 | 2018 | 896 | 896 | 0 | Natural Gas | 0 | 0 | 0 | 0 | 0 | 0 | 896 | 0 | 0 | TRUE | 0 | 2020
H-E-B | H-E-B 00423 | Waco | TX | McLennan | 76710 | Grid Connected | Conditional | Food Store | 2020 | 2020 | 896 | 896 | 0 | Natural Gas | 0 | 0 | 0 | 0 | 0 | 0 | 896 | 0 | 0 | TRUE | 0 | 2020
H-E-B | H-E-B 00426 | Waxahachie | TX | Ellis | 75165 | Grid Connected | Conditional | Food Store | 2018 | 2018 | 1334 | 1334 | 0 | Natural Gas | 0 | 0 | 0 | 0 | 0 | 0 | 1334 | 0 | 0 | TRUE | 0 | 2020
H-E-B | H-E-B 00431 | Edinburg | TX | Hidalgo | 78539 | Grid Connected | Conditional | Food Store | 2018 | 2018 | 1334 | 1334 | 0 | Natural Gas | 0 | 0 | 0 | 0 | 0 | 0 | 1334 | 0 | 0 | TRUE | 0 | 2020
H-E-B | H-E-B 00434 | Port Lavaca | TX | Calhoun | 77979 | Grid Connected | Conditional | Food Store | 2020 | 2020 | 896 | 896 | 0 | Natural Gas | 0 | 0 | 0 | 0 | 0 | 0 | 896 | 0 | 0 | TRUE | 0 | 2020
H-E-B | H-E-B 00448 | Palmview | TX | Hidalgo | 78572 | Grid Connected | Conditional | Food Store | 2020 | 2020 | 896 | 896 | 0 | Natural Gas | 0 | 0 | 0 | 0 | 0 | 0 | 896 | 0 | 0 | TRUE | 0 | 2020
H-E-B | H-E-B 00449 | Laredo | TX | Webb | 78045 | Grid Connected | Conditional | Food Store | 2018 | 2018 | 896 | 896 | 0 | Natural Gas | 0 | 0 | 0 | 0 | 0 | 0 | 896 | 0 | 0 | TRUE | 0 | 2020
H-E-B | H-E-B 00462 | Corpus Christi | TX | Nueces | 78415 | Grid Connected | Conditional | Food Store | 2017 | 2017 | 1334 | 1334 | 0 | Natural Gas | 0 | 0 | 0 | 0 | 0 | 0 | 1334 | 0 | 0 | TRUE | 0 | 2020
H-E-B | H-E-B 00473 | Pasadena | TX | Harris | 77505 | Grid Connected | Conditional | Food Store | 2018 | 2018 | 1334 | 1334 | 0 | Natural Gas | 0 | 0 | 0 | 0 | 0 | 0 | 1334 | 0 | 0 | TRUE | 0 | 2020
H-E-B | H-E-B 00474 | Missouri City | TX | Fort Bend | 77459 | Grid Connected | Conditional | Food Store | 2017 | 2017 | 1290 | 1290 | 0 | Natural Gas | 0 | 0 | 0 | 0 | 0 | 0 | 1290 | 0 | 0 | TRUE | 0 | 2020
H-E-B | H-E-B 00475 | Elgin | TX | Bastrop | 78621 | Grid Connected | Conditional | Food Store | 2020 | 2020 | 896 | 896 | 0 | Natural Gas | 0 | 0 | 0 | 0 | 0 | 0 | 896 | 0 | 0 | TRUE | 0 | 2020
H-E-B | H-E-B 00479 | Pflugerville | TX | Travis | 78660 | Grid Connected | Conditional | Food Store | 2017 | 2018 | 896 | 896 | 0 | Natural Gas | 0 | 0 | 0 | 0 | 0 | 0 | 896 | 0 | 0 | TRUE | 0 | 2020
H-E-B | H-E-B 00488 | Portland | TX | San Patricio | 79374 | Grid Connected | Conditional | Food Store | 2018 | 2020 | 896 | 896 | 0 | Natural Gas | 0 | 0 | 0 | 0 | 0 | 0 | 896 | 0 | 0 | TRUE | 0 | 2020
H-E-B | H-E-B 00491 | Houston | TX | Harris | 77027 | Grid Connected | Conditional | Food Store | 2018 | 2018 | 1334 | 1334 | 0 | Natural Gas | 0 | 0 | 0 | 0 | 0 | 0 | 1334 | 0 | 0 | TRUE | 0 | 2020
H-E-B | H-E-B 00492 | Houston | TX | Harris | 77084 | Grid Connected | Conditional | Food Store | 2017 | 2017 | 1290 | 1290 | 0 | Natural Gas | 0 | 0 | 0 | 0 | 0 | 0 | 1290 | 0 | 0 | TRUE | 0 | 2020
H-E-B | H-E-B 00495 | Round Rock | TX | Williamson | 78664 | Grid Connected | Conditional | Food Store | 2018 | 2018 | 896 | 896 | 0 | Natural Gas | 0 | 0 | 0 | 0 | 0 | 0 | 896 | 0 | 0 | TRUE | 0 | 2020
H-E-B | H-E-B 00497 | Katy | TX | Harris | 77450 | Grid Connected | Conditional | Food Store | 2017 | 2017 | 1290 | 1290 | 0 | Natural Gas | 0 | 0 | 0 | 0 | 0 | 0 | 1290 | 0 | 0 | TRUE | 0 | 2020
H-E-B | H-E-B 00498 | Humble | TX | Harris | 77346 | Grid Connected | Conditional | Food Store | 2017 | 2017 | 1290 | 1290 | 0 | Natural Gas | 0 | 0 | 0 | 0 | 0 | 0 | 1290 | 0 | 0 | TRUE | 0 | 2020
H-E-B | H-E-B 00540 | Houston | TX | Harris | 77087 | Grid Connected | Conditional | Food Store | 2018 | 2018 | 1334 | 1334 | 0 | Natural Gas | 0 | 0 | 0 | 0 | 0 | 0 | 1334 | 0 | 0 | TRUE | 0 | 2020
H-E-B | H-E-B 00541 | Houston | TX | Harris | 77072 | Grid Connected | Conditional | Food Store | 2017 | 2017 | 1290 | 1290 | 0 | Natural Gas | 0 | 0 | 0 | 0 | 0 | 0 | 1290 | 0 | 0 | TRUE | 0 | 2020
H-E-B | H-E-B 00545 | Fort Worth | TX | Tarrant | 76107 | Grid Connected | Conditional | Food Store | 2020 | 2020 | 1334 | 1334 | 0 | Natural Gas | 0 | 0 | 0 | 0 | 0 | 0 | 1334 | 0 | 0 | TRUE | 0 | 2020
H-E-B | H-E-B 00546 | Plano | TX | Dallas | 75075 | Grid Connected | Conditional | Food Store | 2018 | 2018 | 1334 | 1334 | 0 | Natural Gas | 0 | 0 | 0 | 0 | 0 | 0 | 1334 | 0 | 0 | TRUE | 0 | 2020
H-E-B | H-E-B 00551 | Houston | TX | Harris | 77077 | Grid Connected | Conditional | Food Store | 2017 | 2017 | 1290 | 1290 | 0 | Natural Gas | 0 | 0 | 0 | 0 | 0 | 0 | 1290 | 0 | 0 | TRUE | 0 | 2020
H-E-B | H-E-B 00552 | Dallas | TX | Dallas | 75206 | Grid Connected | Conditional | Food Store | 2019 | 2019 | 1334 | 1334 | 0 | Natural Gas | 0 | 0 | 0 | 0 | 0 | 0 | 1334 | 0 | 0 | TRUE | 0 | 2020
H-E-B | H-E-B 00553 | Houston | TX | Harris | 77901 | Grid Connected | Conditional | Food Store | 2018 | 2018 | 896 | 896 | 0 | Natural Gas | 0 | 0 | 0 | 0 | 0 | 0 | 896 | 0 | 0 | TRUE | 0 | 2020
H-E-B | H-E-B 00554 | Victoria | TX | Victoria | 77546 | Grid Connected | Conditional | Food Store | 2018 | 2018 | 1334 | 1334 | 0 | Natural Gas | 0 | 0 | 0 | 0 | 0 | 0 | 1334 | 0 | 0 | TRUE | 0 | 2020
H-E-B | H-E-B 00558 | Friendswood | TX | Harris | 77085 | Grid Connected | Conditional | Food Store | 2018 | 2018 | 1290 | 1290 | 0 | Natural Gas | 0 | 0 | 0 | 0 | 0 | 0 | 1290 | 0 | 0 | TRUE | 0 | 2020
H-E-B | H-E-B 00559 | Houston | TX | Harris | 78382 | Grid Connected | Conditional | Food Store | 2019 | 2019 | 896 | 896 | 0 | Natural Gas | 0 | 0 | 0 | 0 | 0 | 0 | 896 | 0 | 0 | TRUE | 0 | 2020
H-E-B | H-E-B 00562 | Rockport | TX | Aransas | 77479 | Grid Connected | Conditional | Food Store | 2018 | 2018 | 896 | 896 | 0 | Natural Gas | 0 | 0 | 0 | 0 | 0 | 0 | 896 | 0 | 0 | TRUE | 0 | 2020
H-E-B | H-E-B 00563 | Sugarland | TX | Fort Bend | 77380 | Grid Connected | Conditional | Food Store | 2018 | 2018 | 1334 | 1334 | 0 | Natural Gas | 0 | 0 | 0 | 0 | 0 | 0 | 1334 | 0 | 0 | TRUE | 0 | 2020
H-E-B | H-E-B 00564 | Woodlands | TX | Montgomery | 77380 | Grid Connected | Conditional | Food Store | 2019 | 2019 | 896 | 896 | 0 | Natural Gas | 0 | 0 | 0 | 0 | 0 | 0 | 896 | 0 | 0 | TRUE | 0 | 2020
H-E-B | H-E-B 00574 | Tomball | TX | Harris | 77375 | Grid Connected | Conditional | Food Store | 2019 | 2019 | 1334 | 1334 | 0 | Natural Gas | 0 | 0 | 0 | 0 | 0 | 0 | 1334 | 0 | 0 | TRUE | 0 | 2020
H-E-B | H-E-B 00575 | Houston | TX | Harris | 77083 | Grid Connected | Conditional | Food Store | 2017 | 2017 | 1290 | 1290 | 0 | Natural Gas | 0 | 0 | 0 | 0 | 0 | 0 | 1290 | 0 | 0 | TRUE | 0 | 2020
H-E-B | H-E-B 00576 | Spring | TX | Harris | 77379 | Grid Connected | Conditional | Food Store | 2017 | 2017 | 1290 | 1290 | 0 | Natural Gas | 0 | 0 | 0 | 0 | 0 | 0 | 1290 | 0 | 0 | TRUE | 0 | 2020
H-E-B | H-E-B 00581 | Killeen | TX | Bell | 76542 | Grid Connected | Conditional | Food Store | 2018 | 2018 | 1334 | 1334 | 0 | Natural Gas | 0 | 0 | 0 | 0 | 0 | 0 | 1334 | 0 | 0 | TRUE | 0 | 2020
H-E-B | H-E-B 00586 | Laredo | TX | Webb | 78043 | Grid Connected | Conditional | Food Store | 2018 | 2018 | 1334 | 1334 | 0 | Natural Gas | 0 | 0 | 0 | 0 | 0 | 0 | 1334 | 0 | 0 | TRUE | 0 | 2020
H-E-B | H-E-B 00591 | Round Rock | TX | Williamson | 78664 | Grid Connected | Conditional | Food Store | 2018 | 2018 | 1792 | 1792 | 0 | Natural Gas | 0 | 0 | 0 | 0 | 0 | 0 | 1792 | 0 | 0 | TRUE | 0 | 2020
H-E-B | H-E-B 00593 | Taylor | TX | Williamson | 76574 | Grid Connected | Conditional | Food Store | 2020 | 2020 | 896 | 896 | 0 | Natural Gas | 0 | 0 | 0 | 0 | 0 | 0 | 896 | 0 | 0 | TRUE | 0 | 2020
H-E-B | H-E-B 00594 | The Woodlands | TX | Montgomery | 77382 | Grid Connected | Conditional | Food Store | 2019 | 2019 | 1334 | 1334 | 0 | Natural Gas | 0 | 0 | 0 | 0 | 0 | 0 | 1334 | 0 | 0 | TRUE | 0 | 2020
H-E-B | H-E-B 00596 | Katy | TX | Fort Bend | 77494 | Grid Connected | Conditional | Food Store | 2018 | 2017 | 1290 | 1290 | 0 | Natural Gas | 0 | 0 | 0 | 0 | 0 | 0 | 1290 | 0 | 0 | TRUE | 0 | 2020
H-E-B | H-E-B 00599 | Houston | TX | Harris | 77005 | Grid Connected | Conditional | Food Store | 2018 | 2018 | 1334 | 1334 | 0 | Natural Gas | 0 | 0 | 0 | 0 | 0 | 0 | 1334 | 0 | 0 | TRUE | 0 | 2020
H-E-B | H-E-B 00610 | Spring | TX | Harris | 77388 | Grid Connected | Conditional | Food Store | 2017 | 2017 | 1290 | 1290 | 0 | Natural Gas | 0 | 0 | 0 | 0 | 0 | 0 | 1290 | 0 | 0 | TRUE | 0 | 2020
H-E-B | H-E-B 00614 | Houston | TX | Harris | 77044 | Grid Connected | Conditional | Food Store | 2017 | 2017 | 1290 | 1290 | 0 | Natural Gas | 0 | 0 | 0 | 0 | 0 | 0 | 1290 | 0 | 0 | TRUE | 0 | 2020
H-E-B | H-E-B 00615 | Katy | TX | Fort Bend | 77494 | Grid Connected | Conditional | Food Store | 2018 | 2018 | 1290 | 1290 | 0 | Natural Gas | 0 | 0 | 0 | 0 | 0 | 0 | 1290 | 0 | 0 | TRUE | 0 | 2020
H-E-B | H-E-B 00616 | Houston | TX | Harris | 77066 | Grid Connected | Conditional | Food Store | 2017 | 2017 | 860 | 860 | 0 | Natural Gas | 0 | 0 | 0 | 0 | 0 | 0 | 860 | 0 | 0 | TRUE | 0 | 2020
H-E-B | H-E-B 00627 | Sugarland | TX | Fort Bend | 77478 | Grid Connected | Conditional | Food Store | 2017 | 2017 | 1290 | 1290 | 0 | Natural Gas | 0 | 0 | 0 | 0 | 0 | 0 | 1290 | 0 | 0 | TRUE | 0 | 2020
H-E-B | H-E-B 00640 | Houston | TX | Harris | 77049 | Grid Connected | Conditional | Food Store | 2018 | 2018 | 896 | 896 | 0 | Natural Gas | 0 | 0 | 0 | 0 | 0 | 0 | 896 | 0 | 0 | TRUE | 0 | 2020
H-E-B | H-E-B 00642 | Pharr | TX | Hidalgo | 78577 | Grid Connected | Conditional | Food Store | 2018 | 2018 | 1334 | 1334 | 0 | Natural Gas | 0 | 0 | 0 | 0 | 0 | 0 | 1334 | 0 | 0 | TRUE | 0 | 2020
H-E-B | H-E-B 00645 | Baytown | TX | Harris | 77521 | Grid Connected | Conditional | Food Store | 2018 | 2018 | 860 | 860 | 0 | Natural Gas | 0 | 0 | 0 | 0 | 0 | 0 | 860 | 0 | 0 | TRUE | 0 | 2020
H-E-B | H-E-B 00648 | Houston | TX | Harris | 77093 | Grid Connected | Conditional | Food Store | 2018 | 2018 | 1290 | 1290 | 0 | Natural Gas | 0 | 0 | 0 | 0 | 0 | 0 | 1290 | 0 | 0 | TRUE | 0 | 2020
H-E-B | H-E-B 00649 | Houston | TX | Harris | 77088 | Grid Connected | Conditional | Food Store | 2018 | 2018 | 896 | 896 | 0 | Natural Gas | 0 | 0 | 0 | 0 | 0 | 0 | 896 | 0 | 0 | TRUE | 0 | 2020
H-E-B | H-E-B 00656 | Cypress | TX | Harris | 77433 | Grid Connected | Conditional | Food Store | 2017 | 2017 | 1290 | 1290 | 0 | Natural Gas | 0 | 0 | 0 | 0 | 0 | 0 | 1290 | 0 | 0 | TRUE | 0 | 2020
H-E-B | H-E-B 00667 | Houston | TX | Harris | 77071 | Grid Connected | Conditional | Food Store | 2018 | 2018 | 896 | 896 | 0 | Natural Gas | 0 | 0 | 0 | 0 | 0 | 0 | 896 | 0 | 0 | TRUE | 0 | 2020
H-E-B | H-E-B 00668 | Copperas Cove | TX | Coryell | 76522 | Grid Connected | Conditional | Food Store | 2018 | 2018 | 1334 | 1334 | 0 | Natural Gas | 0 | 0 | 0 | 0 | 0 | 0 | 1334 | 0 | 0 | TRUE | 0 | 2020
H-E-B | H-E-B 00672 | Waco | TX | McLennan | 76711 | Grid Connected | Conditional | Food Store | 2019 | 2019 | 1334 | 1334 | 0 | Natural Gas | 0 | 0 | 0 | 0 | 0 | 0 | 1334 | 0 | 0 | TRUE | 0 | 2020
H-E-B | H-E-B 00674 | Palmhurst | TX | Hidalgo | 78573 | Grid Connected | Conditional | Food Store | 2020 | 2020 | 896 | 896 | 0 | Natural Gas | 0 | 0 | 0 | 0 | 0 | 0 | 896 | 0 | 0 | TRUE | 0 | 2020
H-E-B | H-E-B 00675 | Pearland | TX | Brazoria | 77581 | Grid Connected | Conditional | Food Store | 2018 | 2018 | 1290 | 1290 | 0 | Natural Gas | 0 | 0 | 0 | 0 | 0 | 0 | 1290 | 0 | 0 | TRUE | 0 | 2020
H-E-B | H-E-B 00686 | Tomball | TX | Harris | 77375 | Grid Connected | Conditional | Food Store | 2017 | 2017 | 1290 | 1290 | 0 | Natural Gas | 0 | 0 | 0 | 0 | 0 | 0 | 1290 | 0 | 0 | TRUE | 0 | 2020
H-E-B | H-E-B 00687 | Houston | TX | Harris | 77057 | Grid Connected | Conditional | Food Store | 2017 | 2017 | 1290 | 1290 | 0 | Natural Gas | 0 | 0 | 0 | 0 | 0 | 0 | 1290 | 0 | 0 | TRUE | 0 | 2020
H-E-B | H-E-B 00697 | League City | TX | Galveston | 77573 | Grid Connected | Conditional | Food Store | 2017 | 2017 | 1290 | 1290 | 0 | Natural Gas | 0 | 0 | 0 | 0 | 0 | 0 | 1290 | 0 | 0 | TRUE | 0 | 2020
H-E-B | H-E-B 00698 | Cypress | TX | Harris | 77429 | Grid Connected | Conditional | Food Store | 2017 | 2017 | 1290 | 1290 | 0 | Natural Gas | 0 | 0 | 0 | 0 | 0 | 0 | 1290 | 0 | 0 | TRUE | 0 | 2020
H-E-B | H-E-B 00705 | Spring | TX | Harris | 77386 | Grid Connected | Conditional | Food Store | 2017 | 2017 | 1290 | 1290 | 0 | Natural Gas | 0 | 0 | 0 | 0 | 0 | 0 | 1290 | 0 | 0 | TRUE | 0 | 2020
H-E-B | H-E-B 00707 | Lake Jackson | TX | Brazoria | 77566 | Grid Connected | Conditional | Food Store | 2018 | 2018 | 1290 | 1290 | 0 | Natural Gas | 0 | 0 | 0 | 0 | 0 | 0 | 1290 | 0 | 0 | TRUE | 0 | 2020
H-E-B | H-E-B 00709 | Cypress | TX | Harris | 77433 | Grid Connected | Conditional | Food Store | 2018 | 2018 | 1334 | 1334 | 0 | Natural Gas | 0 | 0 | 0 | 0 | 0 | 0 | 1334 | 0 | 0 | TRUE | 0 | 2020
H-E-B | H-E-B 00711 | Odessa | TX | Ector | 79764 | Grid Connected | Conditional | Food Store | 2020 | 2020 | 896 | 896 | 0 | Natural Gas | 0 | 0 | 0 | 0 | 0 | 0 | 896 | 0 | 0 | TRUE | 0 | 2020
H-E-B | H-E-B 00713 | Houston | TX | Harris | 77059 | Grid Connected | Conditional | Food Store | 2020 | 2020 | 896 | 896 | 0 | Natural Gas | 0 | 0 | 0 | 0 | 0 | 0 | 896 | 0 | 0 | TRUE | 0 | 2020
H-E-B | H-E-B 00715 | Deer Park | TX | Harris | 77571 | Grid Connected | Conditional | Food Store | 2020 | 2020 | 896 | 896 | 0 | Natural Gas | 0 | 0 | 0 | 0 | 0 | 0 | 896 | 0 | 0 | TRUE | 0 | 2020
H-E-B | H-E-B 00717 | Midland | TX | Midland | 79706 | Grid Connected | Conditional | Food Store | 2020 | 2020 | 1334 | 1334 | 0 | Natural Gas | 0 | 0 | 0 | 0 | 0 | 0 | 1334 | 0 | 0 | TRUE | 0 | 2020
H-E-B | H-E-B 00720 | Kingwood | TX | Harris | 77345 | Grid Connected | Conditional | Food Store | 2018 | 2018 | 1290 | 1290 | 0 | Natural Gas | 0 | 0 | 0 | 0 | 0 | 0 | 1290 | 0 | 0 | TRUE | 0 | 2020
H-E-B | H-E-B 00721 | Killeen | TX | Bell | 76542 | Grid Connected | Conditional | Food Store | 2018 | 2018 | 1334 | 1334 | 0 | Natural Gas | 0 | 0 | 0 | 0 | 0 | 0 | 1334 | 0 | 0 | TRUE | 0 | 2020
H-E-B | H-E-B 00722 | Magnolia | TX | Montgomery | 77354 | Grid Connected | Conditional | Food Store | 2017 | 2017 | 1290 | 1290 | 0 | Natural Gas | 0 | 0 | 0 | 0 | 0 | 0 | 1290 | 0 | 0 | TRUE | 0 | 2020
H-E-B | H-E-B 00724 | Richmond | TX | Fort Bend | 77407 | Grid Connected | Conditional | Food Store | 2017 | 2017 | 1290 | 1290 | 0 | Natural Gas | 0 | 0 | 0 | 0 | 0 | 0 | 1290 | 0 | 0 | TRUE | 0 | 2020
H-E-B | H-E-B 00725 | Spring | TX | Harris | 77379 | Grid Connected | Conditional | Food Store | 2020 | 2020 | 1334 | 1334 | 0 | Natural Gas | 0 | 0 | 0 | 0 | 0 | 0 | 1334 | 0 | 0 | TRUE | 0 | 2020
H-E-B | H-E-B 00727 | Richmond | TX | Fort Bend | 77469 | Grid Connected | Conditional | Food Store | 2018 | 2018 | 1334 | 1334 | 0 | Natural Gas | 0 | 0 | 0 | 0 | 0 | 0 | 1334 | 0 | 0 | TRUE | 0 | 2020
H-E-B | H-E-B 00731 | Houston | TX | Harris | 77073 | Grid Connected | Conditional | Food Store | 2017 | 2017 | 860 | 860 | 0 | Natural Gas | 0 | 0 | 0 | 0 | 0 | 0 | 860 | 0 | 0 | TRUE | 0 | 2020
H-E-B | H-E-B 00734 | San Angelo | TX | Tom Green | 76901 | Grid Connected | Conditional | Food Store | 2017 | 2017 | 1334 | 1334 | 0 | Natural Gas | 0 | 0 | 0 | 0 | 0 | 0 | 1334 | 0 | 0 | TRUE | 0 | 2020
H-E-B | H-E-B 00736 | Fulshear | TX | Fort Bend | 77441 | Grid Connected | Conditional | Food Store | 2018 | 2018 | 1334 | 1334 | 0 | Natural Gas | 0 | 0 | 0 | 0 | 0 | 0 | 1334 | 0 | 0 | TRUE | 0 | 2020
H-E-B | H-E-B 00737 | Houston | TX | Harris | 77008 | Grid Connected | Conditional | Food Store | 2018 | 2018 | 1334 | 1334 | 0 | Natural Gas | 0 | 0 | 0 | 0 | 0 | 0 | 1334 | 0 | 0 | TRUE | 0 | 2020
H-E-B | H-E-B 00738 | Bellaire | TX | Harris | 77401 | Grid Connected | Conditional | Food Store | 2018 | 2018 | 1334 | 1334 | 0 | Natural Gas | 0 | 0 | 0 | 0 | 0 | 0 | 1334 | 0 | 0 | TRUE | 0 | 2020
H-E-B | H-E-B 00741 | Mt. Belvieu | TX | Chambers | 77523 | Grid Connected | Conditional | Food Store | 2018 | 2018 | 896 | 896 | 0 | Natural Gas | 0 | 0 | 0 | 0 | 0 | 0 | 896 | 0 | 0 | TRUE | 0 | 2020
H-E-B | H-E-B 00742 | Baytown | TX | Harris | 77521 | Grid Connected | Conditional | Food Store | 2017 | 2017 | 1334 | 1334 | 0 | Natural Gas | 0 | 0 | 0 | 0 | 0 | 0 | 1334 | 0 | 0 | TRUE | 0 | 2020
H-E-B | H-E-B 00745 | Houston | TX | Harris | 77096 | Grid Connected | Conditional | Food Store | 2020 | 2020 | 1334 | 1334 | 0 | Natural Gas | 0 | 0 | 0 | 0 | 0 | 0 | 1334 | 0 | 0 | TRUE | 0 | 2020
H-E-B | H-E-B 00747 | Dallas | TX | Dallas | 75220 | Grid Connected | Conditional | Food Store | 2018 | 2018 | 896 | 896 | 0 | Natural Gas | 0 | 0 | 0 | 0 | 0 | 0 | 896 | 0 | 0 | TRUE | 0 | 2020
H-E-B | H-E-B 00748 | Spring | TX | Harris | 77379 | Grid Connected | Conditional | Food Store | 2018 | 2018 | 896 | 896 | 0 | Natural Gas | 0 | 0 | 0 | 0 | 0 | 0 | 896 | 0 | 0 | TRUE | 0 | 2020
H-E-B | H-E-B 00749 | Richmond | TX | Fort Bend | 77406 | Grid Connected | Conditional | Food Store | 2020 | 2020 | 1334 | 1334 | 0 | Natural Gas | 0 | 0 | 0 | 0 | 0 | 0 | 1334 | 0 | 0 | TRUE | 0 | 2020
H-E-B | H-E-B 00752 | Hudson Oaks | TX | Parker | 76087 | Grid Connected | Conditional | Food Store | 2019 | 2019 | 1334 | 1334 | 0 | Natural Gas | 0 | 0 | 0 | 0 | 0 | 0 | 1334 | 0 | 0 | TRUE | 0 | 2020
H-E-B | H-E-B 00753 | Pasadena | TX | Harris | 77503 | Grid Connected | Conditional | Food Store | 2018 | 2018 | 896 | 896 | 0 | Natural Gas | 0 | 0 | 0 | 0 | 0 | 0 | 896 | 0 | 0 | TRUE | 0 | 2020
H-E-B | H-E-B 00756 | Houston | TX | Harris | 77087 | Grid Connected | Conditional | Food Store | 2019 | 2019 | 1334 | 1334 | 0 | Natural Gas | 0 | 0 | 0 | 0 | 0 | 0 | 1334 | 0 | 0 | TRUE | 0 | 2020
H-E-B | H-E-B 00759 | Kingwood | TX | Harris | 77339 | Grid Connected | Conditional | Food Store | 2023 | 2023 | 1200 | 1200 | 0 | Natural Gas | 0 | 0 | 0 | 0 | 0 | 0 | 1200 | 0 | 0 | TRUE | 0 | 2023
H-E-B | H-E-B Distribution Center Corpus Christi | Corpus Christi | TX | Nueces | 78408 | Grid Connected | Conditional | Retail/Wholesale | 2019 | 2019 | 3584 | 3584 | 0 | Natural Gas | 0 | 0 | 0 | 0 | 0 | 0 | 3584 | 0 | 0 | TRUE | 0 | 2020
H-E-B | H-E-B Snack Plant | Houston | TX | Harris | 77041 | Grid Connected | Conditional | Food & Beverage Processing | 2019 | 2019 | 1792 | 1792 | 0 | Natural Gas | 0 | 0 | 0 | 0 | 0 | 0 | 1792 | 0 | 0 | TRUE | 0 | 2020
H-E-B | H-E-B Plus! 00026 | San Antonio | TX | Bexar | 78223 | Grid Connected | Conditional | Food Store | 2019 | 2019 | 1334 | 1334 | 0 | Natural Gas | 0 | 0 | 0 | 0 | 0 | 0 | 1334 | 0 | 0 | TRUE | 0 | 2020
H-E-B | H-E-B Plus! 00084 | San Antonio | TX | Bexar | 78224 | Grid Connected | Conditional | Food Store | 2020 | 2020 | 1334 | 1334 | 0 | Natural Gas | 0 | 0 | 0 | 0 | 0 | 0 | 1334 | 0 | 0 | TRUE | 0 | 2020
H-E-B | H-E-B Plus! 00085 | San Antonio | TX | Bexar | 78251 | Grid Connected | Conditional | Food Store | 2019 | 2019 | 1792 | 1792 | 0 | Natural Gas | 0 | 0 | 0 | 0 | 0 | 0 | 1792 | 0 | 0 | TRUE | 0 | 2020
H-E-B | H-E-B 00106 | San Antonio | TX | Bexar | 78220 | Grid Connected | Conditional | Food Store | 2020 | 2020 | 896 | 896 | 0 | Natural Gas | 0 | 0 | 0 | 0 | 0 | 0 | 896 | 0 | 0 | TRUE | 0 | 2020
H-E-B | H-E-B 00189 | San Antonio | TX | Bexar | 78228 | Grid Connected | Conditional | Food Store | 2020 | 2020 | 896 | 896 | 0 | Natural Gas | 0 | 0 | 0 | 0 | 0 | 0 | 896 | 0 | 0 | TRUE | 0 | 2020
H-E-B | H-E-B 00195 | San Antonio | TX | Bexar | 78213 | Grid Connected | Conditional | Food Store | 2020 | 2020 | 896 | 896 | 0 | Natural Gas | 0 | 0 | 0 | 0 | 0 | 0 | 896 | 0 | 0 | TRUE | 0 | 2020
H-E-B | H-E-B 00211 | San Antonio | TX | Bexar | 78202 | Grid Connected | Conditional | Food Store | 2020 | 2020 | 896 | 896 | 0 | Natural Gas | 0 | 0 | 0 | 0 | 0 | 0 | 896 | 0 | 0 | TRUE | 0 | 2020
H-E-B | H-E-B 00224 | San Antonio | TX | Bexar | 78250 | Grid Connected | Conditional | Food Store | 2020 | 2020 | 896 | 896 | 0 | Natural Gas | 0 | 0 | 0 | 0 | 0 | 0 | 896 | 0 | 0 | TRUE | 0 | 2020
H-E-B | H-E-B 00230 | San Antonio | TX | Bexar | 78217 | Grid Connected | Conditional | Food Store | 2020 | 2020 | 896 | 896 | 0 | Natural Gas | 0 | 0 | 0 | 0 | 0 | 0 | 896 | 0 | 0 | TRUE | 0 | 2020
H-E-B | H-E-B 00235 | San Antonio | TX | Bexar | 78251 | Grid Connected | Conditional | Food Store | 2020 | 2020 | 896 | 896 | 0 | Natural Gas | 0 | 0 | 0 | 0 | 0 | 0 | 896 | 0 | 0 | TRUE | 0 | 2020
H-E-B | H-E-B 00294 | San Antonio | TX | Bexar | 78244 | Grid Connected | Conditional | Food Store | 2020 | 2020 | 896 | 896 | 0 | Natural Gas | 0 | 0 | 0 | 0 | 0 | 0 | 896 | 0 | 0 | TRUE | 0 | 2020
H-E-B | H-E-B 00385 | Olmos Park | TX | Bexar | 78212 | Grid Connected | Conditional | Food Store | 2020 | 2020 | 896 | 896 | 0 | Natural Gas | 0 | 0 | 0 | 0 | 0 | 0 | 896 | 0 | 0 | TRUE | 0 | 2020
H-E-B | H-E-B 00389 | San Antonio | TX | Bexar | 78213 | Grid Connected | Conditional | Food Store | 2020 | 2020 | 896 | 896 | 0 | Natural Gas | 0 | 0 | 0 | 0 | 0 | 0 | 896 | 0 | 0 | TRUE | 0 | 2020
H-E-B | H-E-B 00395 | San Antonio | TX | Bexar | 78230 | Grid Connected | Conditional | Food Store | 2019 | 2019 | 896 | 896 | 0 | Natural Gas | 0 | 0 | 0 | 0 | 0 | 0 | 896 | 0 | 0 | TRUE | 0 | 2020
H-E-B | H-E-B 00397 | San Antonio | TX | Bexar | 78232 | Grid Connected | Conditional | Food Store | 2020 | 2020 | 896 | 896 | 0 | Natural Gas | 0 | 0 | 0 | 0 | 0 | 0 | 896 | 0 | 0 | TRUE | 0 | 2020
H-E-B | H-E-B 00427 | San Antonio | TX | Bexar | 78221 | Grid Connected | Conditional | Food Store | 2020 | 2020 | 896 | 896 | 0 | Natural Gas | 0 | 0 | 0 | 0 | 0 | 0 | 896 | 0 | 0 | TRUE | 0 | 2020
H-E-B | H-E-B 00444 | San Antonio | TX | Bexar | 78223 | Grid Connected | Conditional | Food Store | 2020 | 2020 | 1334 | 1334 | 0 | Natural Gas | 0 | 0 | 0 | 0 | 0 | 0 | 1334 | 0 | 0 | TRUE | 0 | 2020
H-E-B | H-E-B 00480 | San Antonio | TX | Bexar | 78230 | Grid Connected | Conditional | Food Store | 2020 | 2020 | 896 | 896 | 0 | Natural Gas | 0 | 0 | 0 | 0 | 0 | 0 | 896 | 0 | 0 | TRUE | 0 | 2020
H-E-B | H-E-B 00556 | San Antonio | TX | Bexar | 78201 | Grid Connected | Conditional | Food Store | 2020 | 2020 | 869 | 869 | 0 | Natural Gas | 0 | 0 | 0 | 0 | 0 | 0 | 869 | 0 | 0 | TRUE | 0 | 2020
H-E-B | H-E-B Plus! 00613 | San Antonio | TX | Bexar | 78227 | Grid Connected | Conditional | Food Store | 2020 | 2020 | 896 | 896 | 0 | Natural Gas | 0 | 0 | 0 | 0 | 0 | 0 | 896 | 0 | 0 | TRUE | 0 | 2020
H-E-B | H-E-B 00658 | San Antonio | TX | Bexar | 78258 | Grid Connected | Conditional | Food Store | 2019 | 2019 | 1334 | 1334 | 0 | Natural Gas | 0 | 0 | 0 | 0 | 0 | 0 | 1334 | 0 | 0 | TRUE | 0 | 2020
H-E-B | H-E-B 00678 | San Antonio | TX | Bexar | 78227 | Grid Connected | Conditional | Food Store | 2019 | 2019 | 896 | 896 | 0 | Natural Gas | 0 | 0 | 0 | 0 | 0 | 0 | 896 | 0 | 0 | TRUE | 0 | 2020
H-E-B | H-E-B 00699 | San Antonio | TX | Bexar | 78204 | Grid Connected | Conditional | Food Store | 2019 | 2019 | 896 | 896 | 0 | Natural Gas | 0 | 0 | 0 | 0 | 0 | 0 | 896 | 0 | 0 | TRUE | 0 | 2020
H-E-B | H-E-B 00732 | San Antonio | TX | Bexar | 28247 | Grid Connected | Conditional | Food Store | 2020 | 2020 | 1334 | 1334 | 0 | Natural Gas | 0 | 0 | 0 | 0 | 0 | 0 | 1334 | 0 | 0 | TRUE | 0 | 2020
H-E-B | H-E-B 00733 | San Antonio | TX | Bexar | 28253 | Grid Connected | Conditional | Food Store | 2019 | 2019 | 896 | 896 | 0 | Natural Gas | 0 | 0 | 0 | 0 | 0 | 0 | 896 | 0 | 0 | TRUE | 0 | 2020
H-E-B | San Antonio Distribution Center | San Antonio | TX | Bexar | 78220 | Grid Connected | Conditional | Retail/Wholesale | 2020 | 2020 | 6400 | 6400 | 0 | Natural Gas | 0 | 0 | 0 | 0 | 0 | 0 | 6400 | 0 | 0 | TRUE | 0 | 2020
Puerto Rico Department of Education | Demetrio Rivera | Corozal | PR | Corozal | 00783 | Grid Connected | Conditional | School | 2019 | 2019 | 235 | 235 | 0 | Solar, Storage | 0 | 235 | 0 | 0 | 0 | 0 | 0 | 0 | 0 | FALSE | 41 | 2020
Puerto Rico Department of Education | SU Bayamoncito | Aguas Buenas | PR | Aguas Buenas | 00703 | Grid Connected | Conditional | School | 2019 | 2019 | 32 | 32 | 0 | Solar, Storage | 0 | 32 | 0 | 0 | 0 | 0 | 0 | 0 | 0 | FALSE | 68 | 2020
Puerto Rico Department of Education | Maria C. Santiago | Comerio | PR | Comerio | 00782 | Grid Connected | Conditional | School | 2019 | 2019 | 23 | 23 | 0 | Solar, Storage | 0 | 23 | 0 | 0 | 0 | 0 | 0 | 0 | 0 | FALSE | 41 | 2020
Puerto Rico Department of Education | Elemental Barrio los 400 | Canovanas | PR | Canovanas | 00729 | Grid Connected | Conditional | School | 2019 | 2019 | 20 | 20 | 0 | Solar, Storage | 0 | 20 | 0 | 0 | 0 | 0 | 0 | 0 | 0 | FALSE | 31 | 2020
Puerto Rico Department of Education | SU Pedro Fernandez | Naranjito | PR | Naranjito | 00719 | Grid Connected | Conditional | School | 2019 | 2019 | 33 | 33 | 0 | Solar, Storage | 0 | 33 | 0 | 0 | 0 | 0 | 0 | 0 | 0 | FALSE | 25 | 2020
Puerto Rico Department of Education | SU Federico Degetau | Barranquitas | PR | Barranquitas | 00794 | Grid Connected | Conditional | School | 2019 | 2019 | 29 | 29 | 0 | Solar, Storage | 0 | 29 | 0 | 0 | 0 | 0 | 0 | 0 | 0 | FALSE | 29 | 2020
Puerto Rico Department of Education | Candido Berrios | Humacao | PR | Humacao | 00791 | Grid Connected | Conditional | School | 2019 | 2019 | 19 | 19 | 0 | Solar, Storage | 0 | 19 | 0 | 0 | 0 | 0 | 0 | 0 | 0 | FALSE | 21 | 2020
Puerto Rico Department of Education | Escuela Primaria Urbana de Morovis | Morovis | PR | Morovis | 00687 | Grid Connected | Conditional | School | 2019 | 2019 | 33 | 33 | 0 | Solar, Storage | 0 | 33 | 0 | 0 | 0 | 0 | 0 | 0 | 0 | FALSE | 40 | 2020
Puerto Rico Department of Education | Escuela Superior Josefina Leon Zayas | Jayuya | PR | Jayuya | 00664 | Grid Connected | Conditional | School | 2019 | 2019 | 82 | 46 | 36 | Solar, Storage | 0 | 46 | 0 | 0 | 0 | 0 | 0 | 0 | 0 | FALSE | 0 | 2020
Pfizer-BioNTech | BioNTech World Headquarters | Cambridge | MA | Middlesex | 02139 | Grid Connected | Continuous | Research Facility | 2017 | 2017 | 5300 | 5300 | 0 | CHP | 5300 | 0 | 0 | 0 | 0 | 0 | 0 | 0 | 0 | FALSE | 0 | 2020
McKinleyville Community Services District | McKinleyville CSD da’ledik Microgrid Hiller Park Wastewater Treatment Plant | McKinleyville | CA | Humboldt | 95519 | Grid Connected | Conditional | Water Supply/Treatment | 2023 | 2023 | 1250 | 1000 | 250 | Solar, Diesel, Storage | 0 | 500 | 0 | 0 | 0 | 500 | 0 | 0 | 0 | TRUE | 712 | 2023
U.S. Military | Marine Corps Logistics Base Albany | Albany | GA | Dougherty | 31704 | Grid Connected | Continuous | Military | 2018 | 2016 | 4000 | 4000 | 0 | CHP | 4000 | 0 | 0 | 0 | 0 | 0 | 0 | 0 | 0 | FALSE | 0 | 2024
U.S. Military | Camp Mackall at Fort Bragg | Fort Liberty | NC | Richmond | 28307 | Grid Connected | Conditional | Military | 2021 | 2021 | 3100 | 1100 | 2000 | Solar, Storage | 0 | 1100 | 0 | 0 | 0 | 0 | 0 | 0 | 0 | FALSE | 2000 | 2024
Soboba Band of Luiseno Indians | Soboba Band of Luiseno Indians Fire Station Microgrid | San Jacinto | CA | Riverside | 92583 | Grid Connected | Conditional | Justice/Public Order | 2024 | 2024 | 50 | 50 | 0 | Solar, Storage | 0 | 50 | 0 | 0 | 0 | 0 | 0 | 0 | 0 | FALSE | 500 | 2024
Lincoln Electric System | LES Community Microgrid | Lincoln | NE | Lancaster | 68508 | Grid Connected | Continuous | City/Community | 2020 | 2020 | 30304 | 30304 | 0 | Solar, Natural Gas | 0 | 304 | 0 | 0 | 0 | 0 | 30000 | 0 | 0 | FALSE | 0 | 2024
Sacramento Municipal Utility District (SMUD) | 2500 R Midtown | Sacramento | CA | Sacramento | 95816 | Grid Connected | Conditional | City/Community | 2013 | 2013 | 281 | 77 | 204 | Solar, Storage | 0 | 77 | 0 | 0 | 0 | 0 | 0 | 0 | 0 | TRUE | 396 | 2021
San Diego Zoo | San Diego Zoo Solar-to-EV Project | San Diego | CA | San Diego | 92101 | Grid Connected | Conditional | Recreation | 2012 | 2012 | 1000 | 900 | 100 | Solar, Storage | 0 | 900 | 0 | 0 | 0 | 0 | 0 | 0 | 0 | FALSE | 0 | 2021
Alpha Omega Winery | Alpha Omega Winery | Helena | CA | Napa | 94574 | Grid Connected | Conditional | Recreation | 2016 | 2016 | 500 | 400 | 100 | Solar, Storage | 0 | 400 | 0 | 0 | 0 | 0 | 0 | 0 | 0 | TRUE | 0 | 2021
The Thacher School | The Thacher School | Ojai | CA | Ventura | 93023 | Grid Connected | Conditional | School | 2017 | 2017 | 1000 | 750 | 250 | Solar, Storage | 0 | 750 | 0 | 0 | 0 | 0 | 0 | 0 | 0 | FALSE | 0 | 2021
LAH Cubed, LLC | Survival Condo | Glasco | KS | Cloud | 67445 | Grid Connected | Conditional | Multi-Family Building | 2013 | 2013 | 450 | 300 | 150 | Wind, Diesel, Storage | 0 | 0 | 100 | 0 | 0 | 200 | 0 | 0 | 0 | TRUE | 0 | 2020
EaglePicher | EaglePicher Power Pyramid Demonstration | Joplin | MO | Newton | 64804 | Grid Connected | Conditional | Electrical Equipment | 2012 | 2012 | 1030 | 30 | 1000 | Solar, Wind, Storage | 0 | 20 | 10 | 0 | 0 | 0 | 0 | 0 | 0 | TRUE | 2000 | 2021
General Motors | General Motors Milford Data Center | Milford | MI | Oakland | 48380 | Grid Connected | Conditional | Data Center | 2015 | 2015 | 78 | 78 | 0 | Solar, Wind, Storage | 0 | 74 | 4 | 0 | 0 | 0 | 0 | 0 | 0 | FALSE | 83 | 2021
Palama Holdings | Palama Holdings Facility | Kapolei | HI | Oahu | 96707 | Grid Connected | Conditional | Food & Beverage Processing |  |  | 624 | 410 | 214 | Solar, Storage | 0 | 410 | 0 | 0 | 0 | 0 | 0 | 0 | 0 | TRUE | 424 | 2021
Kaiser Permanente | Kaiser Permanente Ontario | Ontario | CA | San Bernardino | 91761 | Grid Connected | Continuous | Hospital/Healthcare | 2023 | 2023 | 9000 | 9000 | 0 | Solar, Fuel Cell, Diesel, Storage | 0 | 2000 | 0 | 0 | 1000 | 6000 | 0 | 0 | 0 | TRUE | 9000 | 2023
Orcas Power & Light Cooperative | Decatur Island | Decatur | WA | San Juan | 98261 | Off Grid | Conditional | City/Community | 2020 | 2021 | 1500 | 500 | 1000 | Solar, Storage | 0 | 500 | 0 | 0 | 0 | 0 | 0 | 0 | 0 | TRUE | 2600 | 2023
Orcas Power & Light Cooperative | San Juan Island Microgrid | San Juan Island` | WA | San Juan | 98250 | Off Grid | Conditional | City/Community | 2021 | 2021 | 3200 | 1200 | 2000 | Solar, Storage | 0 | 1200 | 0 | 0 | 0 | 0 | 0 | 0 | 0 | TRUE | 4000 | 2023
Poudre Valley Electric Association | Red Feather Lakes Microgrid | Red Feather Lakes | CO | Larimer | 80545 | Grid Connected | Conditional | City/Community | 2021 | 2021 | 148 | 8 | 140 | Solar, Storage | 0 | 8 | 0 | 0 | 0 | 0 | 0 | 0 | 0 | TRUE | 448 | 2022
Green Mountain Power | Panton, VT Microgrid | Panton | VT | Addison | 05491 | Grid Connected | Conditional | City/Community | 2019 | 2019 | 5900 | 4900 | 1000 | Solar, Storage | 0 | 4900 | 0 | 0 | 0 | 0 | 0 | 0 | 0 | TRUE | 4000 | 2023
Adventist Health | Feather River Health Center | Paradise | CA | Butte | 95969 | Grid Connected | Continuous | Hospital/Healthcare | 2021 | 2021 | 675 | 675 | 0 | Solar, Storage, Other | 0 | 425 | 0 | 0 | 0 | 0 | 0 | 0 | 250 | TRUE | 1000 | 2021
North Slope Borough Power Generation & Distribution | Wainwright, Alaska | Wainwright | AK | North Slope Borough | 99782 | Off Grid | Continuous | City/Community | 1988 | 1988 | 3190 | 3190 | 0 | CHP | 3190 | 0 | 0 | 0 | 0 | 0 | 0 | 0 | 0 | FALSE | 0 | 2023
City and Borough of Sitka, Electric Department | Sitka, Alaska | Sitka | AK | Sitka | 99835 | Off Grid | Continuous | City/Community | 1979 | 2015 | 61100 | 61100 | 0 | Hydro, Diesel | 0 | 0 | 0 | 35500 | 0 | 25600 | 0 | 0 | 0 | FALSE | 0 | 2023
City of Ouzinkie | Ouzinkie, Alaska | Ouzinkie | AK | Kodiak Island | 99644 | Off Grid | Continuous | City/Community | 1987 | 2011 | 675 | 675 | 0 | CHP, Hydro, Diesel | 350 | 0 | 0 | 125 | 0 | 200 | 0 | 0 | 0 | FALSE | 0 | 2023
Nushagak Electric & Telephone Cooperative | Dillingham, AK | Dillingham | AK | Unorganized Borough | 99576 | Off Grid | Continuous | City/Community | 2005 | 1988 | 11000 | 11000 | 0 | Diesel | 0 | 0 | 0 | 0 | 0 | 11000 | 0 | 0 | 0 | FALSE | 0 | 2023
WattEV | WattEV Electric Truck Stop Microgrid | Bakersfield | CA | Kern | 93301 | Grid Connected | Conditional | Other Commercial | 2024 | 2024 | 5000 | 5000 | 0 | Solar, Storage | 0 | 5000 | 0 | 0 | 0 | 0 | 0 | 0 | 0 | FALSE | 3000 | 2024
Arcanum Infrastructure | Raven 1-Butene, LLC | Baytown | TX | Harris | 77521 | Grid Connected | Conditional | Chemicals | 2021 | 2021 | 3584 | 3584 | 0 | Natural Gas | 0 | 0 | 0 | 0 | 0 | 0 | 3584 | 0 | 0 | TRUE | 0 | 2021
Montgomery County | Brookville Smart Energy Bus Depot | Brookville | MD | Montgomery | 20833 | Grid Connected | Continuous | Other Commercial | 2022 | 2022 | 6499 | 3499 | 3000 | Solar, Biogas, Storage | 0 | 1600 | 0 | 0 | 0 | 0 | 0 | 1899 | 0 | TRUE | 0 | 2023
Pennsylvania State University | Penn State East Campus Facility | University Park | PA | Centre | 16802 | Grid Connected | Continuous | College/University | 2010 | 2010 | 8000 | 8000 | 0 | CHP | 8000 | 0 | 0 | 0 | 0 | 0 | 0 | 0 | 0 | FALSE | 0 | 2021
Bad River Band of the Lake Superior Tribe of Chippewa Indians | Ishkonige Nawadide Solar Microgrid | Odanah | WI | Ashland | 54806 | Grid Connected | Conditional | City/Community | 2021 | 2021 | 524 | 524 | 0 | Solar, Storage | 0 | 524 | 0 | 0 | 0 | 0 | 0 | 0 | 0 | TRUE | 1000 | 2023
San Benito Health Foundation | San Benito Health Center | Hollister | CA | San Benito | 95023 | Grid Connected | Conditional | Hospital/Healthcare | 2019 | 2019 | 337 | 87 | 250 | Solar, Storage | 0 | 87 | 0 | 0 | 0 | 0 | 0 | 0 | 0 | TRUE | 550 | 2021
Pacific Gas & Electric | Briceburg Microgrid | Briceburg | CA | Mariposa | 95345 | Off Grid | Continuous | City/Community | 2021 | 2021 | 98.7 | 71.5 | 27.2 | Solar, Storage, Other | 0 | 36.5 | 0 | 0 | 0 | 0 | 0 | 0 | 35 | TRUE | 69 | 2021
NREL | NREL Flatirons Campus Microgrid | Arvada | CO | Jefferson | 80007 | Grid Connected | Conditional | Research Facility | 2018 | 2024 | 3930 | 2930 | 1000 | Solar, Wind, Fuel Cell, Storage | 0 | 430 | 1500 | 0 | 1000 | 0 | 0 | 0 | 0 | TRUE | 1000 | 2024
Anza Electric Cooperative | Anza Electric Cooperative | Anza | CA | Riverside | 92539 | Grid Connected | Conditional | City/Community | 2019 | 2019 | 6400 | 4400 | 2000 | Solar, Storage | 0 | 4400 | 0 | 0 | 0 | 0 | 0 | 0 | 0 | FALSE | 4000 | 2021
WS Display | WS Display/San Diego Sign Company | Carlsbad | CA | San Diego | 92008 | Grid Connected | Conditional | Other Commercial | 2021 | 2021 | 732 | 482 | 250 | Solar, Storage | 0 | 482 | 0 | 0 | 0 | 0 | 0 | 0 | 0 | TRUE | 548 | 2021
University of Colorado Boulder | University of Colorado Boulder Campus | Boulder | CO | Boulder | 80309 | Grid Connected | Continuous | College/University | 2015 | 1992 | 32500 | 32500 | 0 | CHP | 32500 | 0 | 0 | 0 | 0 | 0 | 0 | 0 | 0 | FALSE | 0 | 2024
Villanova University | Villanova University | Villanova | PA | Montgomery | 19085 | Grid Connected | Continuous | College/University | 2019 | 2019 | 6000 | 6000 | 0 | CHP, Natural Gas | 2000 | 0 | 0 | 0 | 0 | 0 | 4000 | 0 | 0 | TRUE | 0 | 2021
Cordia | Duquesne University | Pittsburgh | PA | Allegheny | 15282 | Grid Connected | Continuous | College/University | 1997 | 1997 | 5500 | 5500 | 0 | CHP | 5500 | 0 | 0 | 0 | 0 | 0 | 0 | 0 | 0 | FALSE | 0 | 2024
San Diego State University | San Diego State University | San Diego | CA | San Diego | 92182 | Grid Connected | Continuous | College/University | 2002 | 2002 | 15400 | 15400 | 0 | CHP, Solar | 14400 | 1000 | 0 | 0 | 0 | 0 | 0 | 0 | 0 | FALSE | 0 | 2021
University of California-Los Angeles | UCLA South Campus Cogeneration Plant | Los Angeles | CA | Los Angeles | 90095 | Grid Connected | Continuous | College/University | 1994 | 1994 | 43000 | 43000 | 0 | CHP | 43000 | 0 | 0 | 0 | 0 | 0 | 0 | 0 | 0 | FALSE | 0 | 2021
University of California-Davis | UC Davis Medical Center | Sacramento | CA | Sacramento | 95817 | Grid Connected | Continuous | Hospital/Healthcare | 1998 | 1998 | 28000 | 28000 | 0 | CHP | 28000 | 0 | 0 | 0 | 0 | 0 | 0 | 0 | 0 | FALSE | 0 | 2021
University of Michigan | University of Michigan Central Power Plant | Ann Arbor | MI | Washtenaw | 48109 | Grid Connected | Continuous | College/University | 2022 | 2022 | 50500 | 50500 | 0 | CHP | 50500 | 0 | 0 | 0 | 0 | 0 | 0 | 0 | 0 | FALSE | 0 | 2024
University of Illinois - Urbana-Champaign | University of Illinois-Urbana Champaign Abbot Power Plant | Champaign | IL | Champaign | 61801 | Grid Connected | Continuous | College/University | 1940 | 2004 | 85000 | 85000 | 0 | CHP | 85000 | 0 | 0 | 0 | 0 | 0 | 0 | 0 | 0 | FALSE | 0 | 2021
University of Washington | University of Washington Power Plant | Seattle | WA | King | 98195 | Grid Connected | Continuous | College/University | 1969 | 1969 | 15000 | 15000 | 0 | CHP, Diesel | 5000 | 0 | 0 | 0 | 0 | 10000 | 0 | 0 | 0 | FALSE | 0 | 2021
Monroe County Community College | Monroe County Community College | Rochester | NY | Monroe | 14623 | Grid Connected | Continuous | College/University | 2004 | 2004 | 5400 | 5400 | 0 | CHP | 5400 | 0 | 0 | 0 | 0 | 0 | 0 | 0 | 0 | FALSE | 0 | 2021
University of Rochester | University of Rochester Power Plant | Rochester | NY | Monroe | 14627 | Grid Connected | Continuous | College/University | 2006 | 2006 | 25000 | 25000 | 0 | CHP | 25000 | 0 | 0 | 0 | 0 | 0 | 0 | 0 | 0 | FALSE | 0 | 2021
University of Missouri | University of Missouri Microgrid | Columbia | MO | Boone | 65211 | Grid Connected | Continuous | College/University |  | 2024 | 68354 | 68354 | 0 | CHP, Solar, Wind | 68300 | 34 | 20 | 0 | 0 | 0 | 0 | 0 | 0 | TRUE | 0 | 2024
Yale University | Yale University | New Haven | CT | New Haven | 06511 | Grid Connected | Continuous | College/University | 2016 | 2016 | 38600 | 38600 | 0 | CHP, Diesel | 34100 | 0 | 0 | 0 | 0 | 4500 | 0 | 0 | 0 | TRUE | 0 | 2021
Yale University | Yale School of Medicine | New Haven | CT | New Haven | 06510 | Grid Connected | Continuous | College/University | 2010 | 2010 | 15000 | 15000 | 0 | CHP | 15000 | 0 | 0 | 0 | 0 | 0 | 0 | 0 | 0 | TRUE | 0 | 2021
University of Minnesota | University of Minnesota Combined Heat and Power Plant | Minneapolis | MN | Hennepin | 55455 | Grid Connected | Continuous | College/University | 2017 | 2017 | 22800 | 22800 | 0 | CHP | 22800 | 0 | 0 | 0 | 0 | 0 | 0 | 0 | 0 | FALSE | 0 | 2021
Smith College | Smith College Microgrid | Northampton | MA | Hampshire | 01063 | Grid Connected | Continuous | College/University | 2013 | 2008 | 3500 | 3500 | 0 | CHP | 3500 | 0 | 0 | 0 | 0 | 0 | 0 | 0 | 0 | FALSE | 0 | 2024
Bucknell University | Bucknell University | Lewisburg | PA | Union | 17837 | Grid Connected | Continuous | College/University | 1998 | 1998 | 6000 | 6000 | 0 | CHP, Diesel | 6000 | 0 | 0 | 0 | 0 | 0 | 0 | 0 | 0 | FALSE | 0 | 2024
Pennsylvania State University | Penn State West Campus Facility | State College | PA | Centre | 16804 | Grid Connected | Continuous | College/University | 2016 | 2016 | 6000 | 6000 | 0 | CHP | 6000 | 0 | 0 | 0 | 0 | 0 | 0 | 0 | 0 | FALSE | 0 | 2021
Eastern Michigan University | EMU Energy Center | Ypsilanti | MI | Washtenaw | 48197 | Grid Connected | Continuous | College/University | 2018 | 2018 | 7800 | 7800 | 0 | CHP | 7800 | 0 | 0 | 0 | 0 | 0 | 0 | 0 | 0 | FALSE | 0 | 2024
Pensacola Christian College | Pensacola Christian College | Pensacola | FL | Escambia | 32504 | Grid Connected | Continuous | College/University | 2006 | 2006 | 13700 | 13700 | 0 | CHP, Natural Gas | 3300 | 0 | 0 | 0 | 0 | 0 | 10400 | 0 | 0 | FALSE | 0 | 2021
University of Massachusetts | University of Massachusetts Medical School | Shrewsbury | MA | Worcester | 01545 | Grid Connected | Continuous | Hospital/Healthcare | 1974 | 2012 | 17500 | 17500 | 0 | CHP | 17500 | 0 | 0 | 0 | 0 | 0 | 0 | 0 | 0 | FALSE | 0 | 2023
Clemson University | Clemson University CHP Plant | Clemson | SC | Pickens | 29631 | Grid Connected | Continuous | College/University | 2019 | 2021 | 17800 | 17800 | 0 | CHP | 17800 | 0 | 0 | 0 | 0 | 0 | 0 | 0 | 0 | FALSE | 0 | 2024
Franklin and Marshall College | Franklin & Marshall College | Lancaster | PA | Lancaster | 17603 | Grid Connected | Continuous | College/University | 2016 | 2016 | 1109 | 1109 | 0 | CHP | 1109 | 0 | 0 | 0 | 0 | 0 | 0 | 0 | 0 | FALSE | 0 | 2021
Pacific Union College | Pacific Union College | Angwin | CA | Napa | 94508 | Grid Connected | Continuous | College/University | 2005 | 2006 | 1500 | 1500 | 0 | CHP | 1500 | 0 | 0 | 0 | 0 | 0 | 0 | 0 | 0 | TRUE | 0 | 2021
University of San Francisco | University of San Francisco | San Francisco | CA | San Francisco | 94117 | Grid Connected | Continuous | College/University | 1988 | 1988 | 1500 | 1500 | 0 | CHP | 1500 | 0 | 0 | 0 | 0 | 0 | 0 | 0 | 0 | FALSE | 0 | 2021
Amherst College | Amherst College | Amherst | MA | Hampshire | 01002 | Grid Connected | Continuous | College/University | 2009 | 2009 | 1600 | 1600 | 0 | CHP | 1600 | 0 | 0 | 0 | 0 | 0 | 0 | 0 | 0 | TRUE | 0 | 2021
Iowa State University | Iowa State University Power Plant | Ames | IA | Story | 50011 | Off Grid | Continuous | College/University | 1960 | 2005 | 39800 | 39800 | 0 | CHP | 39800 | 0 | 0 | 0 | 0 | 0 | 0 | 0 | 0 | FALSE | 0 | 2021
New Mexico State University | New Mexico State University Central Heating Plant | Las Cruces | NM | Dona Ana | 88001 | Grid Connected | Continuous | College/University | 1996 | 1996 | 4560 | 4560 | 0 | CHP | 4560 | 0 | 0 | 0 | 0 | 0 | 0 | 0 | 0 | TRUE | 0 | 2021
Adelphi University | Adelphi University | Garden City | NY | Nassau | 11530 | Grid Connected | Continuous | College/University | 2016 | 2016 | 1979 | 1979 | 0 | CHP | 1979 | 0 | 0 | 0 | 0 | 0 | 0 | 0 | 0 | FALSE | 0 | 2021
U.S. Army | Picatinny Arsenal | Wharton | NJ | Morris | 07885 | Grid Connected | Continuous | Military | 2017 | 2017 | 2000 | 2000 | 0 | CHP | 2000 | 0 | 0 | 0 | 0 | 0 | 0 | 0 | 0 | FALSE | 0 | 2021
U.S. Army | Fort Knox Microgrid | Fort Knox | KY | Bullitt | 40121 | Grid Connected | Continuous | Military | 2014 | 2014 | 46200 | 46200 | 0 | CHP, Solar, Diesel, Natural Gas | 8200 | 2000 | 0 | 0 | 0 | 20000 | 16000 | 0 | 0 | FALSE | 0 | 2024
Capstone Green Energy | The Lotte Palace Hotel | New York City | NY | New York | 10022 | Grid Connected | Continuous | Hotel | 2013 | 2013 | 780 | 780 | 0 | CHP | 780 | 0 | 0 | 0 | 0 | 0 | 0 | 0 | 0 | TRUE | 0 | 2021
Colusa Indian Community | Colusa Casino and Indian Community Microgrid | Colusa | CA | Colusa | 95932 | Off Grid | Continuous | Recreation | 2005 | 2017 | 13100 | 9100 | 4000 | CHP, Solar, Diesel, Storage | 6000 | 1100 | 0 | 0 | 0 | 2000 | 0 | 0 | 0 | TRUE | 0 | 2024
Unison Energy / Marriott International | Gaylord National Resort & Convention Center | Oxon Hill | MD | Prince George's | 20745 | Grid Connected | Continuous | Hotel | 2018 | 2018 | 6000 | 6000 | 0 | CHP | 6000 | 0 | 0 | 0 | 0 | 0 | 0 | 0 | 0 | TRUE | 0 | 2024
Starwood Hotels & Resorts | The Westin Jersey City Newport | Jersey City | NJ | Hudson | 07310 | Grid Connected | Continuous | Hotel | 2013 | 2015 | 300 | 300 | 0 | CHP | 300 | 0 | 0 | 0 | 0 | 0 | 0 | 0 | 0 | TRUE | 0 | 2024
Seneca Niagara Casino Resort | Seneca Niagara Casino Resort | Niagara Falls | NY | Niagara | 14303 | Grid Connected | Continuous | Hotel | 2006 | 2006 | 6200 | 6200 | 0 | CHP | 6200 | 0 | 0 | 0 | 0 | 0 | 0 | 0 | 0 | TRUE | 0 | 2021
Morongo Casino Resort and Spa | Morongo Casino Resort and Spa | Cabazon | CA | Riverside | 92230 | Off Grid | Continuous | Hotel | 2004 | 2004 | 14000 | 14000 | 0 | CHP, Diesel | 8400 | 0 | 0 | 0 | 0 | 5600 | 0 | 0 | 0 | FALSE | 0 | 2021
Riviera Towers Corp. | Riviera Towers | West New York | NJ | Hudson | 07093 | Grid Connected | Continuous | Multi-Family Building | 2013 | 2013 | 400 | 400 | 0 | CHP | 400 | 0 | 0 | 0 | 0 | 0 | 0 | 0 | 0 | TRUE | 0 | 2021
Fairview Owners Corporation | The Fairview at Forest Hills | Queens | NY | Queens | 11375 | Grid Connected | Continuous | Multi-Family Building | 2019 | 2019 | 300 | 300 | 0 | CHP | 300 | 0 | 0 | 0 | 0 | 0 | 0 | 0 | 0 | TRUE | 0 | 2021
2 Tudor City | 2 Tudor City Place | New York City | NY | New York | 10017 | Grid Connected | Continuous | Multi-Family Building | 2015 | 2015 | 150 | 150 | 0 | CHP | 150 | 0 | 0 | 0 | 0 | 0 | 0 | 0 | 0 | TRUE | 0 | 2021
Seaside Plaza Apartments | Seaside Plaza Apartments | Staten Island | NY | Richmond | 10305 | Grid Connected | Continuous | Multi-Family Building | 2012 | 2012 | 100 | 100 | 0 | CHP | 100 | 0 | 0 | 0 | 0 | 0 | 0 | 0 | 0 | FALSE | 0 | 2022
Riverside Park Community | 3333 Broadway | New York City | NY | New York | 10031 | Grid Connected | Continuous | Multi-Family Building | 2011 | 2018 | 500 | 500 | 0 | CHP | 500 | 0 | 0 | 0 | 0 | 0 | 0 | 0 | 0 | TRUE | 0 | 2021
Findlay Teller Apartments | Findlay Teller Apartments | Bronx | NY | Bronx | 10456 | Grid Connected | Continuous | Multi-Family Building | 2016 | 2016 | 200 | 200 | 0 | CHP | 200 | 0 | 0 | 0 | 0 | 0 | 0 | 0 | 0 | TRUE | 0 | 2021
St. Tropez Condominum | St. Tropez Condominum | New York City | NY | New York | 10065 | Grid Connected | Continuous | Multi-Family Building | 2015 | 2016 | 200 | 200 | 0 | CHP | 200 | 0 | 0 | 0 | 0 | 0 | 0 | 0 | 0 | TRUE | 0 | 2021
American DG Energy | Prospect Park Residences | New York City | NY | Brooklyn | 11215 | Grid Connected | Continuous | Multi-Family Building | 2013 | 2013 | 100 | 100 | 0 | CHP | 100 | 0 | 0 | 0 | 0 | 0 | 0 | 0 | 0 | TRUE | 0 | 2021
New York City Office of Housing Preservation & Development | Village East Towers | New York City | NY | New York | 10009 | Grid Connected | Continuous | Multi-Family Building | 2019 | 2019 | 130 | 130 | 0 | CHP | 130 | 0 | 0 | 0 | 0 | 0 | 0 | 0 | 0 | FALSE | 0 | 2021
Omni New York | River Park Towers | New York City | NY | Bronx | 10453 | Grid Connected | Continuous | Multi-Family Building | 2018 | 2018 | 1000 | 1000 | 0 | CHP | 1000 | 0 | 0 | 0 | 0 | 0 | 0 | 0 | 0 | FALSE | 0 | 2021
North Shore Towers | North Shore Towers | Floral Park | NY | Nassau | 11005 | Off Grid | Continuous | Multi-Family Building | 2014 | 2014 | 4800 | 4800 | 0 | CHP | 4800 | 0 | 0 | 0 | 0 | 0 | 0 | 0 | 0 | FALSE | 0 | 2021
A&E Real Estate Holdings | Glenn Gardens Apartments | New York City | NY | New York | 10003 | Grid Connected | Continuous | Multi-Family Building | 2018 | 2018 | 200 | 200 | 0 | CHP | 200 | 0 | 0 | 0 | 0 | 0 | 0 | 0 | 0 | TRUE | 0 | 2021
Cabrini Terrace Owners Corp. | Cabrini Terrace | New York City | NY | New York | 10040 | Grid Connected | Continuous | Multi-Family Building | 2011 | 2011 | 135 | 135 | 0 | CHP | 135 | 0 | 0 | 0 | 0 | 0 | 0 | 0 | 0 | TRUE | 0 | 2021
Thermal Energy Corp | Texas Medical Center | Houston | TX | Harris | 77021 | Grid Connected | Continuous | Hospital/Healthcare | 2010 | 2010 | 64000 | 64000 | 0 | CHP | 64000 | 0 | 0 | 0 | 0 | 0 | 0 | 0 | 0 | TRUE | 0 | 2024
Penn State Health | Penn State Health Milton S. Hershey Medical Center | Hershey | PA | Dauphin | 17033 | Grid Connected | Continuous | Hospital/Healthcare | 2018 | 2018 | 7500 | 7500 | 0 | CHP | 7500 | 0 | 0 | 0 | 0 | 0 | 0 | 0 | 0 | TRUE | 0 | 2024
Albany Medical Center | Albany Medical Center | Albany | NY | Albany | 12208 | Grid Connected | Continuous | Hospital/Healthcare | 2013 | 2020 | 4300 | 4300 | 0 | CHP | 4300 | 0 | 0 | 0 | 0 | 0 | 0 | 0 | 0 | TRUE | 0 | 2024
Veteran’s Affairs San Diego Healthcare System (VASDHS) | San Diego VA Hospital | San Diego | CA | San Diego | 92161 | Grid Connected | Continuous | Hospital/Healthcare | 2005 | 2005 | 4600 | 4600 | 0 | CHP | 4600 | 0 | 0 | 0 | 0 | 0 | 0 | 0 | 0 | FALSE | 0 | 2021
Danbury Hospital | Danbury Hospital | Danbury | CT | Fairfield | 06810 | Grid Connected | Continuous | Hospital/Healthcare | 2011 | 2011 | 4500 | 4500 | 0 | CHP | 4500 | 0 | 0 | 0 | 0 | 0 | 0 | 0 | 0 | FALSE | 0 | 2021
Eisenhower Medical Center | Eisenhower Medical Center | Rancho Mirrage | CA | Riverside | 92270 | Grid Connected | Continuous | Hospital/Healthcare | 2002 | 2002 | 5000 | 5000 | 0 | CHP | 5000 | 0 | 0 | 0 | 0 | 0 | 0 | 0 | 0 | FALSE | 0 | 2021
Mayo Clinic | Mayo Clinic - Franklin Heating Station | Rochester | MN | Olmstead | 55902 | Grid Connected | Continuous | Hospital/Healthcare | 1999 | 2006 | 18100 | 18100 | 0 | CHP | 18100 | 0 | 0 | 0 | 0 | 0 | 0 | 0 | 0 | FALSE | 0 | 2021
Erlanger Health Systems | Erlanger Baroness Hospital | Chattanooga | TN | Hamilton | 37403 | Grid Connected | Continuous | Hospital/Healthcare | 2018 | 2018 | 8000 | 8000 | 0 | CHP | 8000 | 0 | 0 | 0 | 0 | 0 | 0 | 0 | 0 | FALSE | 0 | 2024
Methodist Hospital | Methodist Hospital | Houston | TX | Harris | 77303 | Grid Connected | Continuous | Hospital/Healthcare | 2011 | 2011 | 4600 | 4600 | 0 | CHP | 4600 | 0 | 0 | 0 | 0 | 0 | 0 | 0 | 0 | FALSE | 0 | 2021
St. Bernardine Medical Center | St. Bernardine Medical Center | San Bernardino | CA | San Bernardino | 92404 | Grid Connected | Continuous | Hospital/Healthcare | 2007 | 2007 | 1960 | 1960 | 0 | CHP | 1960 | 0 | 0 | 0 | 0 | 0 | 0 | 0 | 0 | FALSE | 0 | 2021
Hoag Memorial Hospital | Hoag Memorial Hospital | Newport Beach | CA | Orange | 92663 | Grid Connected | Continuous | Hospital/Healthcare | 2005 | 2014 | 7500 | 7500 | 0 | CHP | 7500 | 0 | 0 | 0 | 0 | 0 | 0 | 0 | 0 | FALSE | 0 | 2021
Sharp Grossmont Hospital | Sharp Grossmont Hospital | La Mesa | CA | San Diego | 92042 | Grid Connected | Continuous | Hospital/Healthcare | 2013 | 2013 | 4400 | 4400 | 0 | CHP | 4400 | 0 | 0 | 0 | 0 | 0 | 0 | 0 | 0 | FALSE | 0 | 2021
Staten Island University Hospital | Staten Island University Hospital | New York City | NY | Richmond | 10305 | Grid Connected | Continuous | Hospital/Healthcare | 2003 | 1997 | 4400 | 4400 | 0 | CHP | 4400 | 0 | 0 | 0 | 0 | 0 | 0 | 0 | 0 | FALSE | 0 | 2021
University of Maryland | University of Maryland St. Joseph Medical Center | Towson | MD | Baltimore | 21204 | Grid Connected | Continuous | Hospital/Healthcare | 2018 | 2018 | 2000 | 2000 | 0 | CHP | 2000 | 0 | 0 | 0 | 0 | 0 | 0 | 0 | 0 | FALSE | 0 | 2021
University of Maryland Medical System | Baltimore Washington Medical Center | Glen Burnie | MD | Anne Arundel | 21061 | Grid Connected | Continuous | Hospital/Healthcare | 2017 | 2017 | 1000 | 1000 | 0 | CHP | 1000 | 0 | 0 | 0 | 0 | 0 | 0 | 0 | 0 | FALSE | 0 | 2021
Albemarle Hospital | Albemarle Hospital | Elizabeth City | NC | Pasquotank | 27906 | Grid Connected | Continuous | Hospital/Healthcare | 2006 | 2006 | 1800 | 1800 | 0 | CHP | 1800 | 0 | 0 | 0 | 0 | 0 | 0 | 0 | 0 | FALSE | 0 | 2021
U.S. Department of Veterans Affairs | Jesse Brown VA Medical Center | Chicago | IL | Cook | 60612 | Grid Connected | Continuous | Hospital/Healthcare | 2003 | 2003 | 3400 | 3400 | 0 | CHP | 3400 | 0 | 0 | 0 | 0 | 0 | 0 | 0 | 0 | FALSE | 0 | 2021
Hospital de La Concepción | Hospital de La Concepción | San German | PR | San German | 00683 | Grid Connected | Continuous | Hospital/Healthcare | 2018 | 2018 | 1200 | 1200 | 0 | CHP | 1200 | 0 | 0 | 0 | 0 | 0 | 0 | 0 | 0 | FALSE | 0 | 2021
University of Texas Medical Branch | University of Texas Medical Center | Galveston | TX | Galveston | 77555 | Grid Connected | Continuous | Hospital/Healthcare | 2016 | 2017 | 15000 | 15000 | 0 | CHP | 15000 | 0 | 0 | 0 | 0 | 0 | 0 | 0 | 0 | FALSE | 0 | 2024
John Muir Medical Center | John Muir Medical Center | Concord | CA | Contra Costa | 94520 | Grid Connected | Continuous | Hospital/Healthcare | 2010 | 2010 | 900 | 900 | 0 | CHP | 900 | 0 | 0 | 0 | 0 | 0 | 0 | 0 | 0 | FALSE | 0 | 2021
Cortland Memorial Hospital | Cortland Memorial Hospital | Cortland | NY | Cortland | 13045 | Grid Connected | Continuous | Hospital/Healthcare | 2006 | 2006 | 1650 | 1650 | 0 | CHP | 1650 | 0 | 0 | 0 | 0 | 0 | 0 | 0 | 0 | FALSE | 0 | 2021
Greenwich Hospital | Greenwich Hospital | Greenwich | CT | Fairfield | 06830 | Grid Connected | Continuous | Hospital/Healthcare | 2008 | 2008 | 2500 | 2500 | 0 | CHP | 2500 | 0 | 0 | 0 | 0 | 0 | 0 | 0 | 0 | FALSE | 0 | 2021
Norwalk Hospital | Norwalk Hospital | Norwalk | CT | Fairfield | 06856 | Grid Connected | Continuous | Hospital/Healthcare | 1992 | 2004 | 4100 | 4100 | 0 | CHP | 4100 | 0 | 0 | 0 | 0 | 0 | 0 | 0 | 0 | FALSE | 0 | 2021
Atlantic Health System | Morristown Medical Center | Morristown | NJ | Morris | 07960 | Grid Connected | Continuous | Hospital/Healthcare | 2018 | 2022 | 4600 | 4600 | 0 | CHP | 4600 | 0 | 0 | 0 | 0 | 0 | 0 | 0 | 0 | FALSE | 0 | 2024
Tufts University School of Medicine | Lahey Hospital & Medical Center | Burlington | MA | Middlesex | 01805 | Grid Connected | Continuous | Hospital/Healthcare | 2014 | 2017 | 7000 | 7000 | 0 | CHP | 7000 | 0 | 0 | 0 | 0 | 0 | 0 | 0 | 0 | FALSE | 0 | 2021
Jersey Shore University Medical Center | Jersey Shore University Medical Center | Neptune | NJ | Monmouth | 07753 | Grid Connected | Continuous | Hospital/Healthcare | 2010 | 2010 | 3800 | 3800 | 0 | CHP | 3800 | 0 | 0 | 0 | 0 | 0 | 0 | 0 | 0 | FALSE | 0 | 2021
Inspira Health | Inspira Medical Center Mullica Hill | Mullica Hill | NJ | Gloucester | 08062 | Grid Connected | Continuous | Hospital/Healthcare | 2018 | 2018 | 1141 | 1141 | 0 | CHP | 1141 | 0 | 0 | 0 | 0 | 0 | 0 | 0 | 0 | FALSE | 0 | 2021
University of Massachusetts Memorial Health Care | UMASS Medical Center | Worcester | MA | Worcester | 01605 | Grid Connected | Continuous | Hospital/Healthcare | 2013 | 2019 | 2650 | 2650 | 0 | CHP | 2650 | 0 | 0 | 0 | 0 | 0 | 0 | 0 | 0 | TRUE | 0 | 2024
NY Presbyterian Hospital | NY Presbyterian Hospital | New York City | NY | New York | 10065 | Grid Connected | Continuous | Hospital/Healthcare | 2009 | 2009 | 7500 | 7500 | 0 | CHP | 7500 | 0 | 0 | 0 | 0 | 0 | 0 | 0 | 0 | FALSE | 0 | 2021
St. Joseph's Hospital Health Center | St. Josephs's Hospital Health Center | Syracuse | NY | Onandaga | 13203 | Grid Connected | Continuous | Hospital/Healthcare | 2014 | 2014 | 4600 | 4600 | 0 | CHP | 4600 | 0 | 0 | 0 | 0 | 0 | 0 | 0 | 0 | FALSE | 0 | 2024
Montefiore Medical Center Moses Campus | Montefiore Medical Center Moses Campus | New York City | NY | Bronx | 10467 | Grid Connected | Continuous | Hospital/Healthcare | 2001 | 2001 | 9500 | 9500 | 0 | CHP | 9500 | 0 | 0 | 0 | 0 | 0 | 0 | 0 | 0 | FALSE | 0 | 2021
Clark Energy and Structured Finance (ESF) | University of Maryland Upper Chesapeake Medical Center | Bel Air | MD | Harford | 21014 | Grid Connected | Continuous | Hospital/Healthcare | 2014 | 2014 | 2000 | 2000 | 0 | CHP | 2000 | 0 | 0 | 0 | 0 | 0 | 0 | 0 | 0 | FALSE | 0 | 2021
Guthrie | Guthrie Robert Packer Hospital | Sayre | PA | Bradford | 18840 | Grid Connected | Continuous | Hospital/Healthcare | 2017 | 2017 | 2000 | 2000 | 0 | CHP | 2000 | 0 | 0 | 0 | 0 | 0 | 0 | 0 | 0 | FALSE | 0 | 2021
Cooper University Health Care | Cooper University Hospital | Camden | NJ | Camden | 08103 | Grid Connected | Continuous | Hospital/Healthcare | 2019 | 2019 | 4400 | 4400 | 0 | CHP | 4400 | 0 | 0 | 0 | 0 | 0 | 0 | 0 | 0 | FALSE | 0 | 2021
Wyoming County Hospital | Wyoming County Hospital | Warsaw | NY | Wyoming | 14569 | Grid Connected | Continuous | Hospital/Healthcare | 2001 | 2001 | 560 | 560 | 0 | CHP | 560 | 0 | 0 | 0 | 0 | 0 | 0 | 0 | 0 | FALSE | 0 | 2021
Mendota Mental Health Institute | Mendota Mental Health Institute | Madison | WI | Dane | 53704 | Grid Connected | Continuous | Hospital/Healthcare | 2008 | 2008 | 600 | 600 | 0 | CHP, Diesel | 600 | 0 | 0 | 0 | 0 | 0 | 0 | 0 | 0 | FALSE | 0 | 2021
Michael E. DeBakey VA Medical Center | Michael E. DeBakey VA Medical Center | Houston | TX | Harris | 77030 | Grid Connected | Continuous | Hospital/Healthcare | 2015 | 2015 | 12000 | 12000 | 0 | CHP | 12000 | 0 | 0 | 0 | 0 | 0 | 0 | 0 | 0 | FALSE | 0 | 2021
University of California - San Francisco | UC San Francisco - Medical Center / Parnassus Heights Central Utility Plant | San Francisco | CA | San Francisco | 94143 | Grid Connected | Continuous | College/University | 1997 | 2018 | 20000 | 20000 | 0 | CHP, Solar, Diesel | 13750 | 250 | 0 | 0 | 0 | 6000 | 0 | 0 | 0 | FALSE | 0 | 2021
North Carolina State University | North Carolina State University Campus Utility Plants | Raleigh | NC | Wake | 27695 | Grid Connected | Continuous | College/University | 2012 | 2019 | 18700 | 18700 | 0 | CHP, Diesel | 17700 | 0 | 0 | 0 | 0 | 1000 | 0 | 0 | 0 | FALSE | 0 | 2024
Department of Energy | DOE Savannah River Site | Aiken | SC | Aiken | 29803 | Grid Connected | Continuous | Research Facility | 2012 | 2012 | 23000 | 23000 | 0 | CHP, Other | 20000 | 0 | 0 | 0 | 0 | 0 | 0 | 0 | 3000 | FALSE | 0 | 2024
Alliant Energy | Village of Boaz | Boaz | WI | Richland | 53581 | Grid Connected | Conditional | City/Community | 2023 | 2023 | 250 | 0 | 250 | Storage | 0 | 0 | 0 | 0 | 0 | 0 | 0 | 0 | 0 | FALSE |  | 2023
Siemens | Siemens Princeton Island Grid Project ("Living Lab") | Princeton | NJ | Mercer | 08540 | Grid Connected | Conditional | Research Facility | 2020 | 2020 | 1336 | 836 | 500 | Solar, Storage | 0 | 836 | 0 | 0 | 0 | 0 | 0 | 0 | 0 | TRUE | 1000 | 2021
Florida International University | Flordida International University College of Engineering & Computing | Miami | FL | Miami-Dade | 33174 | Grid Connected | Conditional | College/University | 2021 | 2021 | 4400 | 1400 | 3000 | Solar, Storage | 0 | 1400 | 0 | 0 | 0 | 0 | 0 | 0 | 0 | TRUE | 9000 | 2021
Oregon Military Department | Colonel Nesmith Readiness Center | Dallas | OR | Polk | 97338 | Grid Connected | Continuous | Military | 2021 | 2021 | 500 | 375 | 125 | Solar, Diesel, Storage | 0 | 225 | 0 | 0 | 0 | 150 | 0 | 0 | 0 | TRUE | 128 | 2021
Oregon Military Department | Anderson Readiness Center | Salem | OR | Marion | 97301 | Grid Connected | Continuous | Military | 2022 | 2022 | 2368 | 1868 | 500 | Solar, Diesel, Storage | 0 | 268 | 0 | 0 | 0 | 1600 | 0 | 0 | 0 | TRUE | 0 | 2021
Sandbar Solar | Sandbar Solar & Electric | Santa Cruz | CA | Santa Cruz | 96060 | Off Grid | Continuous | Other Commercial | 2019 | 2019 | 179 | 119 | 60 | Solar, Natural Gas, Storage | 0 | 59 | 0 | 0 | 0 | 0 | 60 | 0 | 0 | TRUE | 154 | 2021
Terraformation | Terra Formation Pacific Flight Desalination Facility | Kapaau | HI | Hawaii | 96743 | Off Grid | Continuous | Water Supply/Treatment | 2017 | 2017 | 300 | 210 | 90 | Solar, Storage, Other | 0 | 110 | 0 | 0 | 0 | 0 | 0 | 0 | 100 | TRUE | 300 | 2021
Pacific Aquafarms | Pacific Aquafarms | Niland | CA | Imperial | 92257 | Off Grid | Conditional | Agriculture |  |  | 245 | 125 | 120 | Solar, Storage | 0 | 125 | 0 | 0 | 0 | 0 | 0 | 0 | 0 | TRUE | 745 | 2021
Headwaters Center | Headwaters Center | Winter Park | CO | Grand | 80482 | Off Grid | Continuous | Recreation |  |  | 520 | 270 | 250 | Solar, Natural Gas, Storage | 0 | 90 | 0 | 0 | 0 | 0 | 180 | 0 | 0 | TRUE | 300 | 2021
Northwest Arctic Borough | Shungnak-Kobuk, AK | Shungnak | AK | Northwest Arctic | 99773 | Off Grid | Continuous | City/Community | 2022 | 2022 | 1836.5 | 1586.5 | 250 | CHP, Solar, Storage | 1363 | 223.5 | 0 | 0 | 0 | 0 | 0 | 0 | 0 | TRUE | 384 | 2023
SBP National | SBP National | New Orleans | LA | Orleans Parish | 70119 | Grid Connected | Conditional | Other Commercial |  |  | 335 | 210 | 125 | Solar, Storage | 0 | 210 | 0 | 0 | 0 | 0 | 0 | 0 | 0 | TRUE | 440 | 2021
Haley Brothers | Haley Brothers | Buena Park | CA | Orange | 90620 | Grid Connected | Conditional | Wood Products |  |  | 75 | 45 | 30 | Solar, Storage | 0 | 45 | 0 | 0 | 0 | 0 | 0 | 0 | 0 | TRUE | 150 | 2021
McDonald Toyota | McDonald Toyota | Greeley | CO | Weld | 80634 | Grid Connected | Conditional | Retail/Wholesale |  |  | 485 | 360 | 125 | Solar, Storage | 0 | 360 | 0 | 0 | 0 | 0 | 0 | 0 | 0 | TRUE | 220 | 2021
WS Display/San Diego Sign Company | WS Display Microgrid | Carlsband | CA | San Diego | 92008 | Grid Connected | Conditional | Retail/Wholesale | 2021 | 2021 | 732 | 482 | 250 | Solar, Storage | 0 | 482 | 0 | 0 | 0 | 0 | 0 | 0 | 0 | TRUE | 548 | 2022
Castello Di Amorosa | Castello Di Amorosa Winery | Calistoga | CA | Napa | 94515 | Grid Connected | Conditional | Recreation | 2022 | 2022 | 625 | 375 | 250 | Solar, Storage | 0 | 375 | 0 | 0 | 0 | 0 | 0 | 0 | 0 | TRUE | 556 | 2022
University of Connecticut | UConn Central Utility Plant | Stors | CT | Tolland | 06269 | Grid Connected | Continuous | College/University | 2006 | 2006 | 24900 | 24900 | 0 | CHP | 24900 | 0 | 0 | 0 | 0 | 0 | 0 | 0 | 0 | TRUE | 0 | 2024
San Diego Gas & Electric | Ramona Air Attack Base | Ramona | CA | San Diego | 92545 | Grid Connected | Conditional | Military | 2022 | 2022 | 500 | 0 | 500 | Storage | 0 | 0 | 0 | 0 | 0 | 0 | 0 | 0 | 0 | TRUE | 2000 | 2022
Commonwealth Edison (ComEd) | Bronzeville Community Microgrid | Chicago | IL | Cook | 60653 | Grid Connected | Continuous | City/Community | 2022 | 2022 | 6250 | 5750 | 500 | Solar, Natural Gas, Storage | 0 | 750 | 0 | 0 | 0 | 0 | 5000 | 0 | 0 | TRUE | 2000 | 2023
H-E-B | H-E-B 00048 | Beaumont | TX | Jefferson | 77706 | Grid Connected | Conditional | Food Store | 2021 | 2021 | 1334 | 1334 | 0 | Natural Gas | 0 | 0 | 0 | 0 | 0 | 0 | 1334 | 0 | 0 | TRUE | 0 | 2022
H-E-B | H-E-B 00771 | San Antonio | TX | Bexar | 78245 | Grid Connected | Conditional | Food Store | 2020 | 2020 | 1334 | 1334 | 0 | Natural Gas | 0 | 0 | 0 | 0 | 0 | 0 | 1334 | 0 | 0 | TRUE | 0 | 2022
H-E-B | H-E-B 00696 | Hutto | TX | Williamson | 78634 | Grid Connected | Conditional | Food Store | 2021 | 2021 | 1334 | 1334 | 0 | Natural Gas | 0 | 0 | 0 | 0 | 0 | 0 | 1334 | 0 | 0 | TRUE | 0 | 2022
H-E-B | H-E-B 00441 | Uvalde | TX | Uvalde | 78801 | Grid Connected | Conditional | Food Store | 2021 | 2021 | 860 | 860 | 0 | Natural Gas | 0 | 0 | 0 | 0 | 0 | 0 | 860 | 0 | 0 | TRUE | 0 | 2022
H-E-B | H-E-B 00418 | Del Rio | TX | Val Verde | 78840 | Grid Connected | Conditional | Food Store | 2021 | 2021 | 860 | 860 | 0 | Natural Gas | 0 | 0 | 0 | 0 | 0 | 0 | 860 | 0 | 0 | TRUE | 0 | 2022
H-E-B | H-E-B 00419 | Eagle Pass | TX | Maverick | 78852 | Grid Connected | Conditional | Food Store | 2021 | 2021 | 896 | 896 | 0 | Natural Gas | 0 | 0 | 0 | 0 | 0 | 0 | 896 | 0 | 0 | TRUE | 0 | 2022
H-E-B | H-E-B HOUDistCenter_2 | Houston | TX | Harris | 77041 | Grid Connected | Conditional | Retail/Wholesale | 2021 | 2021 | 5376 | 5376 | 0 | Natural Gas | 0 | 0 | 0 | 0 | 0 | 0 | 5376 | 0 | 0 | TRUE | 0 | 2022
H-E-B | H-E-B 00769 | Webster | TX | Harris | 77598 | Grid Connected | Conditional | Food Store | 2021 | 2021 | 1334 | 1334 | 0 | Natural Gas | 0 | 0 | 0 | 0 | 0 | 0 | 1334 | 0 | 0 | TRUE | 0 | 2022
H-E-B | H-E-B HOUDistCenter_1 | Houston | TX | Harris | 77041 | Grid Connected | Conditional | Retail/Wholesale | 2021 | 2021 | 1334 | 1334 | 0 | Natural Gas | 0 | 0 | 0 | 0 | 0 | 0 | 1334 | 0 | 0 | TRUE | 0 | 2022
H-E-B | H-E-B 00485 | Weslaco | TX | Hidalgo | 78596 | Grid Connected | Conditional | Food Store | 2020 | 2020 | 896 | 896 | 0 | Natural Gas | 0 | 0 | 0 | 0 | 0 | 0 | 896 | 0 | 0 | TRUE | 0 | 2022
Walmart, Inc. | Walmart 01232 | Belton | TX | Bell | 76513 | Grid Connected | Conditional | Retail/Wholesale | 2020 | 2020 | 1334 | 1334 | 0 | Natural Gas | 0 | 0 | 0 | 0 | 0 | 0 | 1334 | 0 | 0 | TRUE | 0 | 2022
Walmart, Inc. | Walmart 00947 | Sherman | TX | Grayson | 75092 | Grid Connected | Conditional | Retail/Wholesale | 2020 | 2020 | 1334 | 1334 | 0 | Natural Gas | 0 | 0 | 0 | 0 | 0 | 0 | 1334 | 0 | 0 | TRUE | 0 | 2022
Walmart, Inc. | Walmart 03773 | Fort Worth | TX | Tarrant | 76108 | Grid Connected | Conditional | Retail/Wholesale | 2020 | 2020 | 1334 | 1334 | 0 | Natural Gas | 0 | 0 | 0 | 0 | 0 | 0 | 1334 | 0 | 0 | TRUE | 0 | 2022
Walmart, Inc. | Walmart 04509 | Benbrook | TX | Tarrant | 76126 | Grid Connected | Conditional | Retail/Wholesale | 2020 | 2020 | 1334 | 1334 | 0 | Natural Gas | 0 | 0 | 0 | 0 | 0 | 0 | 1334 | 0 | 0 | TRUE | 0 | 2022
Walmart, Inc. | Walmart 03631 | Crowley | TX | Tarrant | 26036 | Grid Connected | Conditional | Retail/Wholesale | 2020 | 2020 | 1334 | 1334 | 0 | Natural Gas | 0 | 0 | 0 | 0 | 0 | 0 | 1334 | 0 | 0 | TRUE | 0 | 2022
Walmart, Inc. | Walmart 00940 | Westworth Village | TX | Tarrant | 76114 | Grid Connected | Conditional | Retail/Wholesale | 2020 | 2020 | 1334 | 1334 | 0 | Natural Gas | 0 | 0 | 0 | 0 | 0 | 0 | 1334 | 0 | 0 | TRUE | 0 | 2022
Walmart, Inc. | Walmart 05316 | Saginaw | TX | Tarrant | 76179 | Grid Connected | Conditional | Retail/Wholesale | 2020 | 2020 | 1334 | 1334 | 0 | Natural Gas | 0 | 0 | 0 | 0 | 0 | 0 | 1334 | 0 | 0 | TRUE | 0 | 2022
Walmart, Inc. | Walmart 01272 | Snyder | TX | Scurry | 76017 | Grid Connected | Conditional | Retail/Wholesale | 2020 | 2020 | 1334 | 1334 | 0 | Natural Gas | 0 | 0 | 0 | 0 | 0 | 0 | 1334 | 0 | 0 | TRUE | 0 | 2022
Walmart, Inc. | Walmart 04298 | Humble | TX | Harris | 77396 | Grid Connected | Conditional | Retail/Wholesale | 2021 | 2021 | 1334 | 1334 | 0 | Natural Gas | 0 | 0 | 0 | 0 | 0 | 0 | 1334 | 0 | 0 | TRUE | 0 | 2022
Walmart, Inc. | Walmart 05480 | Round Rock | TX | Williamson | 78665 | Grid Connected | Conditional | Retail/Wholesale | 2021 | 2021 | 1334 | 1334 | 0 | Natural Gas | 0 | 0 | 0 | 0 | 0 | 0 | 1334 | 0 | 0 | TRUE | 0 | 2022
Walmart, Inc. | Walmart 03500 | Houston | TX | Harris | 77015 | Grid Connected | Conditional | Retail/Wholesale | 2021 | 2021 | 1334 | 1334 | 0 | Natural Gas | 0 | 0 | 0 | 0 | 0 | 0 | 1334 | 0 | 0 | TRUE | 0 | 2022
Walmart, Inc. | Walmart 02993 | Sugar Land | TX | Fort Bend | 77478 | Grid Connected | Conditional | Retail/Wholesale | 2022 | 2022 | 1334 | 1334 | 0 | Natural Gas | 0 | 0 | 0 | 0 | 0 | 0 | 1334 | 0 | 0 | TRUE | 0 | 2022
Walmart, Inc. | Walmart 05612 | Houston | TX | Harris | 77023 | Grid Connected | Conditional | Retail/Wholesale | 2021 | 2021 | 1334 | 1334 | 0 | Natural Gas | 0 | 0 | 0 | 0 | 0 | 0 | 1334 | 0 | 0 | TRUE | 0 | 2022
Walmart, Inc. | Walmart 03584 | Houston | TX | Harris | 77081 | Grid Connected | Conditional | Retail/Wholesale | 2022 | 2022 | 1334 | 1334 | 0 | Natural Gas | 0 | 0 | 0 | 0 | 0 | 0 | 1334 | 0 | 0 | TRUE | 0 | 2022
Walmart, Inc. | Walmart 00461 | Eagle Pass | TX | Maverick | 78852 | Grid Connected | Conditional | Retail/Wholesale | 2021 | 2021 | 1334 | 1334 | 0 | Natural Gas | 0 | 0 | 0 | 0 | 0 | 0 | 1334 | 0 | 0 | TRUE | 0 | 2022
Walmart, Inc. | Walmart 03886 | Edinburg | TX | Hidalgo | 78539 | Grid Connected | Conditional | Retail/Wholesale | 2021 | 2021 | 1334 | 1334 | 0 | Natural Gas | 0 | 0 | 0 | 0 | 0 | 0 | 1334 | 0 | 0 | TRUE | 0 | 2022
Walmart, Inc. | Walmart 00194 | Baytown | TX | Harris | 77521 | Grid Connected | Conditional | Retail/Wholesale | 2021 | 2021 | 1334 | 1334 | 0 | Natural Gas | 0 | 0 | 0 | 0 | 0 | 0 | 1334 | 0 | 0 | TRUE | 0 | 2022
Walmart, Inc. | Walmart 05764 | Haslet | TX | Tarrant | 76052 | Grid Connected | Conditional | Retail/Wholesale | 2021 | 2021 | 1334 | 1334 | 0 | Natural Gas | 0 | 0 | 0 | 0 | 0 | 0 | 1334 | 0 | 0 | TRUE | 0 | 2022
Walmart, Inc. | Walmart 00414 | Wichita Falls | TX | Wichita | 76302 | Grid Connected | Conditional | Retail/Wholesale | 2021 | 2021 | 1334 | 1334 | 0 | Natural Gas | 0 | 0 | 0 | 0 | 0 | 0 | 1334 | 0 | 0 | TRUE | 0 | 2022
Walmart, Inc. | Walmart 03284 | Arlington | TX | Tarrant | 76017 | Grid Connected | Conditional | Retail/Wholesale | 2021 | 2021 | 1334 | 1334 | 0 | Natural Gas | 0 | 0 | 0 | 0 | 0 | 0 | 1334 | 0 | 0 | TRUE | 0 | 2022
Walmart, Inc. | Walmart 03285 | Cedar Hill | TX | Dallas | 75104 | Grid Connected | Conditional | Retail/Wholesale | 2021 | 2021 | 1334 | 1334 | 0 | Natural Gas | 0 | 0 | 0 | 0 | 0 | 0 | 1334 | 0 | 0 | TRUE | 0 | 2022
Walmart, Inc. | Walmart 00447 | Del Rio | TX | Val Verde | 78840 | Grid Connected | Conditional | Retail/Wholesale | 2021 | 2021 | 1334 | 1334 | 0 | Natural Gas | 0 | 0 | 0 | 0 | 0 | 0 | 1334 | 0 | 0 | TRUE | 0 | 2022
Walmart, Inc. | Walmart 00536 | Abilene | TX | Taylor | 79601 | Grid Connected | Conditional | Retail/Wholesale | 2021 | 2021 | 1334 | 1334 | 0 | Natural Gas | 0 | 0 | 0 | 0 | 0 | 0 | 1334 | 0 | 0 | TRUE | 0 | 2022
Walmart, Inc. | Walmart 03320 | Palmhurst | TX | Hidalgo | 78573 | Grid Connected | Conditional | Retail/Wholesale | 2021 | 2021 | 1334 | 1334 | 0 | Natural Gas | 0 | 0 | 0 | 0 | 0 | 0 | 1334 | 0 | 0 | TRUE | 0 | 2022
Walmart, Inc. | Walmart 05165 | Alamo | TX | Hidalgo | 78516 | Grid Connected | Conditional | Retail/Wholesale | 2021 | 2021 | 1334 | 1334 | 0 | Natural Gas | 0 | 0 | 0 | 0 | 0 | 0 | 1334 | 0 | 0 | TRUE | 0 | 2022
Walmart, Inc. | Walmart 00284 | Mansfield | TX | Tarrant | 76063 | Grid Connected | Conditional | Retail/Wholesale | 2021 | 2021 | 1334 | 1334 | 0 | Natural Gas | 0 | 0 | 0 | 0 | 0 | 0 | 1334 | 0 | 0 | TRUE | 0 | 2022
Walmart, Inc. | Walmart 03432 | Desoto | TX | Dallas | 75115 | Grid Connected | Conditional | Retail/Wholesale | 2021 | 2021 | 1334 | 1334 | 0 | Natural Gas | 0 | 0 | 0 | 0 | 0 | 0 | 1334 | 0 | 0 | TRUE | 0 | 2022
U.S. Military | Tyndall Air Force Base | Panama City | FL | Bay | 32403 | Grid Connected | Conditional | Military | 2022 | 2022 | 600 | 150 | 450 | Solar, Storage | 0 | 150 | 0 | 0 | 0 | 0 | 0 | 0 | 0 | TRUE | 0 | 2024
U.S. Military | Fort Benning | Fort Benning | GA | Chattahoochee | 31905 | Grid Connected | Continuous | Military | 2023 | 2023 | 39750 | 39750 | 0 | Solar, Natural Gas | 0 | 30000 | 0 | 0 | 0 | 0 | 9750 | 0 | 0 | TRUE | 0 | 2023
FPL | FPL EVolution HUB | Riviera Beach | FL | Palm Beach | 33404 | Grid Connected | Conditional | Utility | 2022 | 2022 | 12500 | 5000 | 7500 | Solar, Storage | 0 | 5000 | 0 | 0 | 0 | 0 | 0 | 0 | 0 | FALSE | 15000 | 2023
Home Depot | Home Depot Saratoga Springs #1223 | Saratoga Springs | NY | Saratoga | 12866 | Grid Connected | Continuous | Retail/Wholesale | 2018 | 2018 | 350 | 200 | 150 | Fuel Cell, Storage | 0 | 0 | 0 | 0 | 200 | 0 | 0 | 0 | 0 | TRUE | 0 | 2024
Home Depot | Home Depot Amsterdam #1289 | Amsterdam | NY | Montgomery | 12010 | Grid Connected | Continuous | Retail/Wholesale | 2018 | 2018 | 350 | 200 | 150 | Fuel Cell, Storage | 0 | 0 | 0 | 0 | 200 | 0 | 0 | 0 | 0 | TRUE | 0 | 2024
Home Depot | Home Depot Clifton Park #1269 | Halfmoon | NY | Saratoga | 12065 | Grid Connected | Continuous | Retail/Wholesale | 2018 | 2018 | 200 | 200 | 0 | Fuel Cell | 0 | 0 | 0 | 0 | 200 | 0 | 0 | 0 | 0 | TRUE | 0 | 2024
Bloom Energy | Lawrence + Memorial Hospital (L+M) | New London | CT | New London | 06320 | Grid Connected | Continuous | Hospital/Healthcare | 2022 | 2022 | 1750 | 1750 | 0 | Fuel Cell | 0 | 0 | 0 | 0 | 1750 | 0 | 0 | 0 | 0 | TRUE | 0 | 2024
Purdue University | Corya System PCF/Emergent Solar Indiana Microgrid | Greensburg | IN | Decatur | 47240 | Grid Connected | Conditional | Agriculture | 2021 | 2021 | 95 | 65 | 30 | Solar, Natural Gas, Storage, Other | 0 | 65 | 0 | 0 | 0 | 0 | 0 | 0 | 0 | FALSE | 0 | 2022
Tampa Electric Company (TECO) | Southshore Bay Residential Community - BlockEnergy Microgrid Pilot Progam | Wimauma | FL | Hillsborough | 33598 | Grid Connected | Continuous | City/Community | 2022 | 2022 | 300 | 300 | 0 | Solar, Natural Gas, Storage | 0 | 300 | 0 | 0 | 0 | 0 | 0 | 0 | 0 | TRUE | 900 | 2023
Wellspan York Hospital / PowerSecure | WellSpan York Hospital Microgrid | York | PA | York | 17403 | Grid Connected | Conditional | Hospital/Healthcare | 2020 | 2020 | 7500 | 7500 | 0 | Diesel | 0 | 0 | 0 | 0 | 0 | 7500 | 0 | 0 | 0 | TRUE | 0 | 2023
XENDEE and Idaho National Laboratory (IDL), Cooperativa Hidroeléctrica de la Montaña (Mountain Hydroelectric Cooperative) | Microrred de la Montaña (Microgrid of the Mountain) | Castaner | PR | Castaner | 00601 | Grid Connected | Conditional | City/Community | 2022 | 2023 | 126 | 126 | 0 | Solar, Storage | 0 | 126 | 0 | 0 | 0 | 0 | 0 | 0 | 0 | FALSE | 186 | 2024
GreenStruxure | Bimbo Bakery Montebello | Montebello | CA | Los Angeles | 90604 | Grid Connected | Conditional | Food & Beverage Processing | 2024 | 2024 |  | 0 | 0 | Solar, Storage | 0 | 0 | 0 | 0 | 0 | 0 | 0 | 0 | 0 | TRUE | 0 | 2024
GreenStruxure | Bimbo Bakery Placentia | Placentia | CA | Orange | 92870 | Grid Connected | Conditional | Food & Beverage Processing | 2024 | 2024 |  | 0 | 0 | Solar, Storage | 0 | 0 | 0 | 0 | 0 | 0 | 0 | 0 | 0 | TRUE | 0 | 2024
GreenStruxure | Bimbo Bakery Oxnard | Oxnard | CA | Ventura | 93036 | Grid Connected | Conditional | Food & Beverage Processing | 2024 | 2024 |  | 0 | 0 | Solar, Storage | 0 | 0 | 0 | 0 | 0 | 0 | 0 | 0 | 0 | TRUE | 0 | 2024
GreenStruxure | Bimbo Bakery San Luis Obispo | San Luis Obispo | CA | San Luis Obispo | 93401 | Grid Connected | Conditional | Food & Beverage Processing | 2024 | 2024 |  | 0 | 0 | Solar, Storage | 0 | 0 | 0 | 0 | 0 | 0 | 0 | 0 | 0 | TRUE | 0 | 2024
GreenStruxure | Bimbo Bakery South San Francisco | South San Francisco | CA | San Mateo | 94080 | Grid Connected | Conditional | Food & Beverage Processing | 2024 | 2024 |  | 0 | 0 | Solar, Storage | 0 | 0 | 0 | 0 | 0 | 0 | 0 | 0 | 0 | TRUE | 0 | 2024
GreenStruxure | Bimbo Bakery Sacramento | Sacramento | CA | Sacramento | 95817 | Grid Connected | Conditional | Food & Beverage Processing | 2024 | 2024 |  | 0 | 0 | Solar, Storage | 0 | 0 | 0 | 0 | 0 | 0 | 0 | 0 | 0 | TRUE | 0 | 2024
Clarke Energy USA Inc | Middletown Recreation Center | Middletown | CT | Middlesex | 06457 | Grid Connected | Continuous | Recreation | 2023 | 2023 | 223 | 215 | 8 | CHP, Solar, Natural Gas, Storage | 35 | 80 | 0 | 0 | 0 | 0 | 100 | 0 | 0 | TRUE | 0 | 2024
Solar One Energy | Ace Natural Microgrid | Mount Vernon | NY | Westchester | 10550 | Grid Connected | Continuous | Retail/Wholesale | 2020 | 2020 | 710 | 460 | 250 | Solar, Storage, Other | 0 | 250 | 0 | 0 | 0 | 0 | 0 | 0 | 210 | TRUE | 548 | 2023
HARBEC Plastics | HARBEC Plastics, Wayne Industrial Sustainability Park (WISP) | Ontario | NY | Wayne | 14519 | Grid Connected | Continuous | Rubber & Plastics | 2001 | 2015 | 3270 | 2270 | 1000 | CHP, Solar, Wind, Storage | 820 | 350 | 1100 | 0 | 0 | 0 | 0 | 0 | 0 | TRUE | 0 | 2024
KB Home | Shadow Mountain Community Microgrid | Menifee | CA | Riverside | 92584 | Grid Connected | Conditional | City/Community | 2023 | 2023 | 2000 | 0 | 2000 | Solar, Storage | 0 | 0 | 0 | 0 | 0 | 0 | 0 | 0 | 0 | TRUE | 0 | 2024
Duke Energy | Indiana National Guard Camp Atterbury | Edinburgh | IN | Bartholomew | 46124 | Grid Connected | Conditional | Military | 2023 | 2023 | 7000 | 2000 | 5000 | Solar, Storage | 0 | 2000 | 0 | 0 | 0 | 0 | 0 | 0 | 0 | TRUE | 5000 | 2023
Duke Energy | University of South Florida St. Petersburg Microgrid | St. Petersburg | FL | Pinellas | 33701 | Grid Connected | Conditional | College/University | 2018 | 2018 | 450 | 100 | 350 | Solar, Storage | 0 | 100 | 0 | 0 | 0 | 0 | 0 | 0 | 0 | FALSE | 0 | 2023
Southern California Gas Company | [H2] Innovation Experience Demonstration Project | Downey | CA | Los Angeles | 90241 | Grid Connected | Continuous | City/Community | 2023 | 2023 | 55 | 25 | 30 | Solar, Fuel Cell, Storage | 0 | 25 | 0 | 0 | 0 | 0 | 0 | 0 | 0 | TRUE | 144 | 2023
Gridscape Solutions, Industria Power | Imperial Western Products (IWP) | Coachella | CA | Riverside | 92236 | Grid Connected | Conditional | Food & Beverage Processing | 2023 | 2023 | 846 | 846 | 0 | Solar, Storage | 0 | 846 | 0 | 0 | 0 | 0 | 0 | 0 | 0 | FALSE | 2600 | 2023
City of Columbus, AEP Ohio | Tussing Water Booster Station Microgrid | Columbus | OH | Franklin | 43215 | Grid Connected | Conditional | Water Supply/Treatment | 2023 | 2023 | 100 | 100 | 0 | Solar, Storage | 0 | 100 | 0 | 0 | 0 | 0 | 0 | 0 | 0 | TRUE | 440 | 2023
Eversource | Provincetown Microgrid | Provincetown | MA | Barnstable | 02657 | Grid Connected | Conditional | City/Community | 2022 | 2022 | 25000 | 0 | 25000 | Storage | 0 | 0 | 0 | 0 | 0 | 0 | 0 | 0 | 0 | TRUE | 38000 | 2023
Schneider Electric | Igiugig Village Microgrid | Igiugig | AK | Lake and Peninsula | 99613 | Off Grid | Continuous | City/Community | 2011 | 2023 | 270 | 270 | 0 | CHP, Hydro, Storage | 235 | 0 | 0 | 35 | 0 | 0 | 0 | 0 | 0 | FALSE | 253 | 2023
Enel X / Eaton | Eaton Microgrid, Arecibo | Arecibo | PR | Arecibo | 00612 | Grid Connected | Conditional | Electrical Equipment | 2024 | 2024 | 14100 | 13000 | 1100 | Solar, Storage, Other | 0 | 5000 | 0 | 0 | 0 | 0 | 0 | 0 | 8000 | TRUE | 2200 | 2024
Cordova Electric Cooperative | Cordova Microgrid | Cordova | AK | Chugach | 99574 | Off Grid | Continuous | City/Community | 2019 | 2019 | 22350 | 22350 | 0 | CHP, Hydro, Diesel | 4050 | 0 | 0 | 7300 | 0 | 11000 | 0 | 0 | 0 | TRUE | 0 | 2023
Ocean Vodka Organic Farm and Distillery | Zerobase Ocean Vodka PV Microgrid | Kula | HI | Maui | 96790 | Grid Connected | Conditional | Recreation | 2013 | 2013 | 160 | 60 | 100 | Solar, Storage | 0 | 60 | 0 | 0 | 0 | 0 | 0 | 0 | 0 | FALSE | 0 | 2023
Morgan Stanley | One Maritime Plaza - Advanced Microgrid Solutions (AMS) | San Francisco | CA | San Francisco | 94111 | Grid Connected | Conditional | Other Commercial | 2018 | 2018 | 500 | 0 | 500 | Storage | 0 | 0 | 0 | 0 | 0 | 0 | 0 | 0 | 0 | TRUE |  | 2023
Maui Brewing Company | Maui Brewing Company Microgrid | Kihei | HI | Maui | 96753 | Grid Connected | Conditional | Recreation | 2014 | 2019 | 1750 | 1750 | 0 | Solar, Storage, Other | 0 | 1200 | 0 | 0 | 0 | 0 | 0 | 0 | 550 | TRUE | 3000 | 2023
Kaimuki Middle School | Kaimuki Middle School Microgrid Project | Honolulu | HI | Honolulu | 96816 | Grid Connected | Conditional | School | 2017 | 2017 | 2933 | 133 | 2800 | Solar, Storage | 0 | 133 | 0 | 0 | 0 | 0 | 0 | 0 | 0 | FALSE | 0 | 2023
City of St. Cloud | St. Cloud Nutrient, Energy and Water Recovery Facility | St. Cloud | MN | Stearns | 56303 | Grid Connected | Continuous | Water Supply/Treatment | 2016 | 2020 | 1811 | 1811 | 0 | CHP, Solar | 1266 | 545 | 0 | 0 | 0 | 0 | 0 | 0 | 0 | FALSE | 0 | 2024
Tesla | Hospital del Nino | San Juan | PR | San Juan | 00926 | Grid Connected | Conditional | Hospital/Healthcare | 2017 | 2017 | 250 | 250 | 0 | Solar, Storage | 0 | 250 | 0 | 0 | 0 | 0 | 0 | 0 | 0 | FALSE | 0 | 2023
Arcata Airport / U.S. Coast Guard Station | Redwood Coast Airport Microgrid | Eureka | CA | Humboldt | 95519 | Grid Connected | Conditional | Airport | 2022 | 2022 | 4500 | 2200 | 2300 | Solar, Storage | 0 | 2200 | 0 | 0 | 0 | 0 | 0 | 0 | 0 | TRUE | 0 | 2023
Native Village of Noatak | Noatak Community Microgrid | Noatak | AK | Northwest Arctic | 99752 | Off Grid | Continuous | City/Community | 2004 | 2015 | 800 | 800 | 0 | CHP | 800 | 0 | 0 | 0 | 0 | 0 | 0 | 0 | 0 | TRUE | 0 | 2023
Sand Point Generating, LLC | Sand Point Microgrid | Sand Point | AK | Aleutians East | 99661 | Off Grid | Continuous | City/Community | 2012 | 2012 | 3850 | 3850 | 0 | CHP, Wind | 2850 | 0 | 1000 | 0 | 0 | 0 | 0 | 0 | 0 | TRUE | 0 | 2023
McGrath Alaska | McGrath Microgrid | McGrath | AK | Yukon Koyukuk | 99627 | Off Grid | Continuous | City/Community | 1988 | 1988 | 3380 | 3380 | 0 | CHP | 3380 | 0 | 0 | 0 | 0 | 0 | 0 | 0 | 0 | FALSE | 0 | 2023
Alaska Village Electric Cooperative | Saint (St.) Mary’s, Pitka’s Point, Mountain Village Joint Microgrids | Saint Mary's | AK | Wade Hampton | 99658 | Off Grid | Continuous | City/Community | 2019 | 2022 | 9218 | 9218 | 0 | CHP, Wind, Diesel | 6300 | 0 | 900 | 0 | 0 | 2018 | 0 | 0 | 0 | FALSE | 0 | 2023
Saint (St.) George | Saint (St.) George Hybrid Wind/Diesel System | St. George | AK | Aleutians West | 99591 | Off Grid | Continuous | City/Community | 2014 | 2014 | 800 | 800 | 0 | CHP | 800 | 0 | 0 | 0 | 0 | 0 | 0 | 0 | 0 | FALSE | 0 | 2023
National Grid | Nantucket Island Microgrid | Nantucket Island | MA | Nantucket | 02554 | Off Grid | Conditional | City/Community | 2019 | 2019 | 156000 | 150000 | 6000 | Diesel, Storage | 0 | 0 | 0 | 0 | 0 | 150000 | 0 | 0 | 0 | TRUE | 48000 | 2023
Reading Municipal Light Department | Reading Municipal Light Department Microgrid | Reading | MA | Middlesex | 01867 | Grid Connected | Conditional | City/Community | 2019 | 2019 | 9600 | 4600 | 5000 | Solar, Natural Gas, Storage | 0 | 2100 | 0 | 0 | 0 | 0 | 2500 | 0 | 0 | TRUE | 10000 | 2023
Braintree Electric Light Department | Braintree Electric Light Department Microgrid | Braintree | MA | Norfolk | 02184 | Grid Connected | Conditional | City/Community | 2018 | 2018 | 2000 | 0 | 2000 | Storage | 0 | 0 | 0 | 0 | 0 | 0 | 0 | 0 | 0 | TRUE | 4200 | 2023
University of Hawaii | Queen Liliuokalani Facilities Campus | Honolulu | HI | Honolulu | 96822 | Grid Connected | Conditional | College/University | 2019 | 2019 | 291 | 291 | 0 | Solar, Storage | 0 | 291 | 0 | 0 | 0 | 0 | 0 | 0 | 0 | FALSE | 420 | 2023
University of Hawaii | Maui College | Kahului | HI | Maui | 96732 | Grid Connected | Conditional | College/University | 2019 | 2019 | 1580 | 1580 | 0 | Solar, Storage | 0 | 1580 | 0 | 0 | 0 | 0 | 0 | 0 | 0 | TRUE | 42000 | 2023
SBP National | St. Peter Apartments | New Orleans | LA | Orleans Parish | 70119 | Grid Connected | Conditional | Multi-Family Building | 2020 | 2020 | 335 | 210 | 125 | Solar, Storage | 0 | 210 | 0 | 0 | 0 | 0 | 0 | 0 | 0 | TRUE | 440 | 2023
Santa Clara County | Santa Clara County Emergency Shelter Microgrid | Santa Clara | CA | Santa Clara | 95050 | Off Grid | Conditional | City/Community | 2020 | 2020 | 79 | 79 | 0 | Solar, Storage, Other | 0 | 44 | 0 | 0 | 0 | 0 | 0 | 0 | 35 | FALSE | 266 | 2023
Hoku Nui Maui | Hoku Nui Maui Microgrid | Makawao | HI | Maui | 96768 | Off Grid | Conditional | City/Community |  |  | 1500 | 1500 | 0 | Solar, Storage, Other | 0 | 1000 | 0 | 0 | 0 | 0 | 0 | 0 | 500 | FALSE | 3000 | 2023
Soleil Lofts | Soleil Lofts Virtual Power Plant | Herriman | UT | Salt Lake | 84096 | Grid Connected | Conditional | City/Community | 2019 | 2019 | 18100 | 5300 | 12800 | Solar, Storage | 0 | 5300 | 0 | 0 | 0 | 0 | 0 | 0 | 0 | TRUE | 0 | 2023
Montgomery County | Montgomery County Animal Shelter | Derwood | MD | Montgomery | 20855 | Grid Connected | Conditional | Government | 2022 | 2022 | 572 | 572 | 0 | Solar | 0 | 572 | 0 | 0 | 0 | 0 | 0 | 0 | 0 | TRUE | 0 | 2023
Amond World / Origo Investments | Amond World Cold Storage Facility | Madera | CA | Madera | 93637 | Off Grid | Continuous | Warehouse/Cold Storage | 2023 | 2023 | 4800 | 3600 | 1200 | Solar, Natural Gas, Storage | 0 | 1200 | 0 | 0 | 0 | 0 | 2400 | 0 | 0 | TRUE | 2400 | 2024
NC Electric Cooperatives | Eagle Chase Microgrid | Youngsville | NC | Franklin | 27596 | Grid Connected | Conditional | City/Community | 2021 | 2021 | 800 | 300 | 500 | Storage, Other | 0 | 0 | 0 | 0 | 0 | 0 | 0 | 0 | 300 | TRUE | 1000 | 2023
NC Electric Cooperative | Heron's Nest Microgrid | Shallotte | NC | Brunswick | 28470 | Grid Connected | Conditional | City/Community | 2020 | 2020 | 317 | 62 | 255 | Solar, Storage | 0 | 62 | 0 | 0 | 0 | 0 | 0 | 0 | 0 | FALSE | 0 | 2023
Walgreens | Walgreens Net-Zero Store | Evanston | IL | Cook | 60202 | Grid Connected | Conditional | Retail/Wholesale | 2013 | 2016 | 265 | 265 | 0 | Solar, Wind | 0 | 265 | 0 | 0 | 0 | 0 | 0 | 0 | 0 | TRUE | 0 | 2023
Pacific Energy Assurance Renewables Laboratory (PEARL) / Hawaii Center for Advanced Transportation Technologies | Joint Base Pearl Harbor Hickam Microgrid 154th Wing F-22 Campus | Honolulu | HI | Honolulu | 96860 | Grid Connected | Conditional | Military | 2023 | 2023 | 1500 | 1500 | 0 | Solar, Storage | 0 | 1500 | 0 | 0 | 0 | 0 | 0 | 0 | 0 | TRUE | 500 | 2024
Martha's Vineyard Transit Authority | Martha's Vineyard Transit Authority Microgrid | Edgartown | MA | Dukes | 02539 | Grid Connected | Conditional | Other Commercial | 2022 | 2022 | 966 | 466 | 500 | Solar, Diesel, Storage | 0 | 466 | 0 | 0 | 0 | 0 | 0 | 0 | 0 | TRUE | 1500 | 2023
Borough of Berlin | Borough of Berlin, PA Microgrid | Berlin | PA | Somerset | 15530 | Grid Connected | Conditional | City/Community | 2020 | 2020 | 3750 | 3750 | 0 | Diesel | 0 | 0 | 0 | 0 | 0 | 3750 | 0 | 0 | 0 | TRUE | 0 | 2023
Cargill | Cargill Protein Facility Microgrid | Springdale | AR | Washington/Benton | 72764 | Grid Connected | Conditional | Food & Beverage Processing | 2020 | 2020 | 11250 | 11250 | 0 | Diesel | 0 | 0 | 0 | 0 | 0 | 11250 | 0 | 0 | 0 | TRUE | 0 | 2023
City of Bennettsville | City of Bennettsville Community Microgrid | Bennettsville | SC | Marlboro | 29512 | Grid Connected | Conditional | City/Community | 2020 | 2020 | 22500 | 22500 | 0 | Diesel | 0 | 0 | 0 | 0 | 0 | 22500 | 0 | 0 | 0 | TRUE | 0 | 2023
Aligned | Aligned Data Center, Plano Texas | Plano | TX | Collin | 75074 | Grid Connected | Conditional | Data Center | 2020 | 2020 | 12500 | 12500 | 0 | Diesel | 0 | 0 | 0 | 0 | 0 | 12500 | 0 | 0 | 0 | TRUE | 0 | 2023
Borough of Quakertown | Borough of Quakertown Microgrid | Quakertown | PA | Bucks | 18951 | Grid Connected | Conditional | City/Community | 2023 | 2023 | 12500 | 12500 | 0 | Diesel | 0 | 0 | 0 | 0 | 0 | 12500 | 0 | 0 | 0 | TRUE | 0 | 2023
Unison Energy / Ryman Hospitality Properties / Marriott International | Gaylord Rockies Resort & Convention Center | Aurora | CO | Adams | 80019 | Grid Connected | Continuous | Hotel | 2022 | 2022 | 4000 | 4000 | 0 | CHP | 4000 | 0 | 0 | 0 | 0 | 0 | 0 | 0 | 0 | TRUE | 0 | 2023
Unison Energy/ Whole Foods | Whole Foods San Jose | San Jose | CA | Santa Clara | 95126 | Grid Connected | Continuous | Food Store | 2015 | 2015 | 320 | 320 | 0 | CHP | 320 | 0 | 0 | 0 | 0 | 0 | 0 | 0 | 0 | TRUE | 0 | 2023
Unison Energy/ ChristianaCare | ChristianaCare Union Hospital (formerly Union Hospital of Cecil County) | Elkton | MD | Cecil | 21921 | Grid Connected | Continuous | Hospital/Healthcare | 2019 | 2019 | 1200 | 1200 | 0 | CHP | 1200 | 0 | 0 | 0 | 0 | 0 | 0 | 0 | 0 | TRUE | 0 | 2023
City Utilities | Paul L. Brunner Water Pollution Control Plant | Fort Wayne | IN | Allen | 46803 | Grid Connected | Continuous | Water Supply/Treatment | 2024 | 2024 | 10800 | 9800 | 1000 | CHP, Solar, Biogas, Storage | 800 | 9000 | 0 | 0 | 0 | 0 | 0 | 0 | 0 | FALSE | 0 | 2024
Vertiv | Vertiv Customer Experience Center Microgrid | Delaware | OH | Delaware | 43015 | Grid Connected | Continuous | Data Center | 2023 | 2023 | 2400 | 1400 | 1000 | Solar, Fuel Cell, Storage | 0 | 1000 | 0 | 0 | 400 | 0 | 0 | 0 | 0 | TRUE | 0 | 2023
Unison Energy/ ShopRite | ShopRite Bayshore, NY | Bayshore | NY | Suffolk | 11706 | Grid Connected | Continuous | Food Store | 2017 | 2017 | 850 | 850 | 0 | CHP | 850 | 0 | 0 | 0 | 0 | 0 | 0 | 0 | 0 | TRUE | 0 | 2023
Unison Energy/ ShopRite | ShopRite Burlington, NJ | Burlington | NJ | Burlington | 08016 | Grid Connected | Continuous | Food Store | 2016 | 2016 | 850 | 850 | 0 | CHP | 850 | 0 | 0 | 0 | 0 | 0 | 0 | 0 | 0 | TRUE | 0 | 2023
Unison Energy/ ShopRite | ShopRite Deer Park, NY | Deer Park | NY | Suffolk | 11729 | Grid Connected | Continuous | Food Store | 2023 | 2023 | 720 | 720 | 0 | CHP | 720 | 0 | 0 | 0 | 0 | 0 | 0 | 0 | 0 | TRUE | 0 | 2023
Unison Energy/ ShopRite | ShopRite Hainesport, NJ | Hainesport | NJ | Burlington | 08036 | Grid Connected | Continuous | Food Store | 2017 | 2017 | 850 | 850 | 0 | CHP | 850 | 0 | 0 | 0 | 0 | 0 | 0 | 0 | 0 | TRUE | 0 | 2023
Unison Energy/ ShopRite | ShopRite Oakland, NJ | Oakland | NJ | Bergen | 07436 | Grid Connected | Continuous | Food Store | 2016 | 2016 | 850 | 850 | 0 | CHP | 850 | 0 | 0 | 0 | 0 | 0 | 0 | 0 | 0 | TRUE | 0 | 2023
Unison Energy/ ShopRite | ShopRite Plainview, NY | Plainview | NY | Nassau | 11803 | Grid Connected | Continuous | Food Store | 2017 | 2017 | 850 | 850 | 0 | CHP | 850 | 0 | 0 | 0 | 0 | 0 | 0 | 0 | 0 | TRUE | 0 | 2023
Unison Energy/ ShopRite | ShopRite Port Jefferson, NY | Port Jefferson | NY | Suffolk | 11776 | Grid Connected | Continuous | Food Store | 2019 | 2019 | 680 | 680 | 0 | CHP | 680 | 0 | 0 | 0 | 0 | 0 | 0 | 0 | 0 | TRUE | 0 | 2023
Unison Energy/ ShopRite | ShopRite of Lake Ronkonkoma, NY | Ronkonkoma | NY | Suffolk | 11779 | Grid Connected | Continuous | Food Store | 2019 | 2019 | 640 | 640 | 0 | CHP | 640 | 0 | 0 | 0 | 0 | 0 | 0 | 0 | 0 | TRUE | 0 | 2023
Unison Energy/ ShopRite | ShopRite Selden, NY | Selden | NY | Suffolk | 11784 | Grid Connected | Continuous | Food Store | 2019 | 2019 | 680 | 680 | 0 | CHP | 680 | 0 | 0 | 0 | 0 | 0 | 0 | 0 | 0 | TRUE | 0 | 2023
Unison Energy/ ShopRite | ShopRite Uniondale, NY | Uniondale | NY | Nassau | 11553 | Grid Connected | Continuous | Food Store |  |  | 720 | 720 | 0 | CHP | 720 | 0 | 0 | 0 | 0 | 0 | 0 | 0 | 0 | TRUE | 0 | 2023
Town of Fairfield | Fairfield Wastewater Treatment Plant Microgrid | Fairfield | CT | Fairfield | 06824 | Grid Connected | Continuous | Water Supply/Treatment | 2018 | 2018 | 3257 | 3257 | 0 | Solar, Fuel Cell, Natural Gas | 0 | 1557 | 0 | 0 | 400 | 0 | 1300 | 0 | 0 | TRUE | 0 | 2023
Borough of Caldwell | Borough of Caldwell Wastewater Treatment Plant | Caldwell | NJ | Essex | 07006 | Grid Connected | Conditional | Water Supply/Treatment | 2017 | 2017 | 1146 | 896 | 250 | Solar, Storage | 0 | 896 | 0 | 0 | 0 | 0 | 0 | 0 | 0 | TRUE | 1000 | 2023
Seminole Tribe of Florida | Seminole Rural Reservation Resiliency Initiative Big Cypress | Hollywood | FL | Broward | 33024 | Grid Connected | Conditional | City/Community | 2023 | 2023 | 445 | 445 | 0 | Solar, Storage | 0 | 445 | 0 | 0 | 0 | 0 | 0 | 0 | 0 | TRUE | 1750 | 2024
Kipnuk Light Plant | Kipnuk Light Plant Microgrid | Kipnuk | AK | Bethel Census Area | 99559 | Off Grid | Continuous | City/Community | 2009 | 2009 | 1770 | 1770 | 0 | CHP, Wind | 1200 | 0 | 570 | 0 | 0 | 0 | 0 | 0 | 0 | FALSE | 0 | 2023
Village of Chefornak | Village of Chefornak Wind-Diesel-Storage | Chefornak | AK | Yukon-Koyukuk Census Area | 99561 | Off Grid | Continuous | City/Community | 1999 | 2012 | 450 | 450 | 0 | CHP, Wind | 350 | 0 | 100 | 0 | 0 | 0 | 0 | 0 | 0 | TRUE | 0 | 2023
Quinault Indian Tribe | Taholah Relocation Integrated Energy System project | Taholah | WA | Grays Harbor | 98587 | Grid Connected | Conditional | City/Community | 2023 | 2023 | 104 | 99 | 5 | Solar, Diesel, Storage | 0 | 99 | 0 | 0 | 0 | 0 | 0 | 0 | 0 | FALSE | 11 | 2023
Galena Village aka Louden Tribe | Galena Islanded Grid | Galena | AK | Yukon-Koyukuk Census Area | 99765 | Off Grid | Continuous | City/Community | 1999 | 1999 | 3900 | 3900 | 0 | CHP | 3900 | 0 | 0 | 0 | 0 | 0 | 0 | 0 | 0 | FALSE | 0 | 2023
Pepperwood Preserve and Sonoma Clean Power | Pepperwood Preserve’s Bechtel House | Santa Rosa | CA | Sonoma | 95404 | Off Grid | Conditional | Hotel | 2023 | 2023 | 17.4 | 17.4 | 0 | Solar, Storage | 0 | 17.4 | 0 | 0 | 0 | 0 | 0 | 0 | 0 | FALSE | 61 | 2023
Boys & Girls Club of America | Boys & Girls Clubs of St Helena and Calistoga | Calistoga | CA | Napa | 94515 | Grid Connected | Conditional | City/Community | 2023 | 2023 | 113 | 33 | 80 | Solar, Storage | 0 | 33 | 0 | 0 | 0 | 0 | 0 | 0 | 0 | TRUE | 288 | 2023
City of Dublin | City of Dublin Senior Center | Dublin | CA | Alameda | 94568 | Grid Connected | Conditional | Recreation | 2023 | 2023 | 163 | 38 | 125 | Solar, Storage | 0 | 38 | 0 | 0 | 0 | 0 | 0 | 0 | 0 | TRUE | 173 | 2023
City of Dublin | Dublin Corporation Yard | Dublin | CA | Alameda | 94568 | Grid Connected | Conditional | Government | 2023 | 2023 | 172 | 47 | 125 | Solar, Storage | 0 | 47 | 0 | 0 | 0 | 0 | 0 | 0 | 0 | TRUE | 173 | 2023
City of Dublin | Dublin Wave Waterpark | Dublin | CA | Alameda | 94568 | Grid Connected | Conditional | Recreation | 2023 | 2023 | 775 | 525 | 250 | Solar, Storage | 0 | 525 | 0 | 0 | 0 | 0 | 0 | 0 | 0 | TRUE | 1056 | 2023
City of Fort Collins | Northside Aztlan Community Center | Fort Collins | CO | Larimer | 80524 | Grid Connected | Conditional | Government | 2023 | 2023 | 174 | 54 | 120 | Solar, Storage | 0 | 54 | 0 | 0 | 0 | 0 | 0 | 0 | 0 | TRUE | 280 | 2023
Hotel Marcel | Hotel Marcel Microgrid | New Haven | CT | New Haven | 06511 | Grid Connected | Conditional | Hotel | 2022 | 2022 | 957 | 457 | 500 | Solar, Storage | 0 | 457 | 0 | 0 | 0 | 0 | 0 | 0 | 0 | TRUE | 1012 | 2023
Valley Wide Beverage | Valley Wide Beverage | Fresno | CA | Fresno | 93725 | Grid Connected | Conditional | Retail/Wholesale |  |  | 1625 | 1500 | 125 | Solar, Storage | 0 | 1500 | 0 | 0 | 0 | 0 | 0 | 0 | 0 | TRUE | 330 | 2023
The Grove of Redlands | Grove Event Center | Redlands | CA | San Bernardino | 92374 | Grid Connected | Conditional | Recreation |  |  | 24 | 24 | 0 | Solar | 0 | 24 | 0 | 0 | 0 | 0 | 0 | 0 | 0 | TRUE | 0 | 2023
Together Louisiana | Community Lighthouse Microgrid at New Wine Christian Fellowship | LaPlace | LA | St. John the Baptist Parish | 70068 | Grid Connected | Conditional | City/Community | 2023 | 2023 |  | 0 | 0 | Solar, Storage | 0 | 0 | 0 | 0 | 0 | 0 | 0 | 0 | 0 | TRUE | 0 | 2023
Walmart, Inc. | Walmart 00972 | Lake Worth | TX | Tarrant | 76135 | Grid Connected | Conditional | Retail/Wholesale | 2020 | 2020 | 1334 | 1334 | 0 | Natural Gas | 0 | 0 | 0 | 0 | 0 | 0 | 1334 | 0 | 0 | TRUE | 0 | 2023
Walmart, Inc. | Walmart 05312 | Fort Worth | TX | Fort Worth | 76052 | Grid Connected | Conditional | Retail/Wholesale | 2021 | 2021 | 1334 | 1334 | 0 | Natural Gas | 0 | 0 | 0 | 0 | 0 | 0 | 1334 | 0 | 0 | TRUE | 0 | 2023
Walmart, Inc. | Walmart 00896 | Grand Prairie | TX | Dallas | 75052 | Grid Connected | Conditional | Retail/Wholesale | 2021 | 2021 | 1334 | 1334 | 0 | Natural Gas | 0 | 0 | 0 | 0 | 0 | 0 | 1334 | 0 | 0 | TRUE | 0 | 2023
Walmart, Inc. | Walmart 02980 | Fort Worth | TX | Tarrant | 76244 | Grid Connected | Conditional | Retail/Wholesale | 2021 | 2021 | 1334 | 1334 | 0 | Natural Gas | 0 | 0 | 0 | 0 | 0 | 0 | 1334 | 0 | 0 | TRUE | 0 | 2023
Walmart, Inc. | Walmart 01455 | Fort Worth | TX | Tarrant | 76120 | Grid Connected | Conditional | Retail/Wholesale | 2021 | 2021 | 1334 | 1334 | 0 | Natural Gas | 0 | 0 | 0 | 0 | 0 | 0 | 1334 | 0 | 0 | TRUE | 0 | 2023
Walmart, Inc. | Walmart 05713 | Laredo | TX | Webb | 78045 | Grid Connected | Conditional | Retail/Wholesale | 2021 | 2021 | 1334 | 1334 | 0 | Natural Gas | 0 | 0 | 0 | 0 | 0 | 0 | 1334 | 0 | 0 | TRUE | 0 | 2023
Walmart, Inc. | Walmart 05080 | Hurst | TX | Tarrant | 76054 | Grid Connected | Conditional | Retail/Wholesale | 2021 | 2021 | 1334 | 1334 | 0 | Natural Gas | 0 | 0 | 0 | 0 | 0 | 0 | 1334 | 0 | 0 | TRUE | 0 | 2023
Walmart, Inc. | Walmart 00772 | Houston | TX | Harris | 77082 | Grid Connected | Conditional | Retail/Wholesale | 2022 | 2022 | 1334 | 1334 | 0 | Natural Gas | 0 | 0 | 0 | 0 | 0 | 0 | 1334 | 0 | 0 | TRUE | 0 | 2023
Walmart, Inc. | Walmart 03406 | Dallas | TX | Dallas | 75248 | Grid Connected | Conditional | Retail/Wholesale | 2022 | 2022 | 1334 | 1334 | 0 | Natural Gas | 0 | 0 | 0 | 0 | 0 | 0 | 1334 | 0 | 0 | TRUE | 0 | 2023
Walmart, Inc. | Walmart 00485 | Donaldsonville | TX | Ascension | 70346 | Grid Connected | Conditional | Retail/Wholesale | 2022 | 2022 | 896 | 896 | 0 | Natural Gas | 0 | 0 | 0 | 0 | 0 | 0 | 896 | 0 | 0 | TRUE | 0 | 2023
Walmart, Inc. | Walmart 03518 | Laredo | TX | Webb | 78043 | Grid Connected | Conditional | Retail/Wholesale | 2022 | 2022 | 1334 | 1334 | 0 | Natural Gas | 0 | 0 | 0 | 0 | 0 | 0 | 1334 | 0 | 0 | TRUE | 0 | 2023
Walmart, Inc. | Walmart 02667 | Dallas | TX | Dallas | 75228 | Grid Connected | Conditional | Retail/Wholesale | 2022 | 2022 | 1334 | 1334 | 0 | Natural Gas | 0 | 0 | 0 | 0 | 0 | 0 | 1334 | 0 | 0 | TRUE | 0 | 2023
Walmart, Inc. | Walmart 07233 | Baton Rouge | LA | East Baton Rouge | 70818 | Grid Connected | Conditional | Retail/Wholesale | 2022 | 2022 | 896 | 896 | 0 | Natural Gas | 0 | 0 | 0 | 0 | 0 | 0 | 896 | 0 | 0 | TRUE | 0 | 2023
Walmart, Inc. | Walmart 00452 | McAllen | TX | Hidalgo | 78504 | Grid Connected | Conditional | Retail/Wholesale | 2022 | 2022 | 1334 | 1334 | 0 | Natural Gas | 0 | 0 | 0 | 0 | 0 | 0 | 1334 | 0 | 0 | TRUE | 0 | 2023
Walmart, Inc. | Walmart 03224 | Garland | TX | Dallas | 75043 | Grid Connected | Conditional | Retail/Wholesale | 2022 | 2022 | 1334 | 1334 | 0 | Natural Gas | 0 | 0 | 0 | 0 | 0 | 0 | 1334 | 0 | 0 | TRUE | 0 | 2023
Walmart, Inc. | Walmart 02883 | Plano | TX | Collin | 75024 | Grid Connected | Conditional | Retail/Wholesale | 2022 | 2022 | 1792 | 1792 | 0 | Natural Gas | 0 | 0 | 0 | 0 | 0 | 0 | 1792 | 0 | 0 | TRUE | 0 | 2023
Walmart, Inc. | Walmart 03425 | Houston | TX | Harris | 77075 | Grid Connected | Conditional | Retail/Wholesale | 2022 | 2022 | 1334 | 1334 | 0 | Natural Gas | 0 | 0 | 0 | 0 | 0 | 0 | 1334 | 0 | 0 | TRUE | 0 | 2023
Walmart, Inc. | Walmart 04526 | Houston | TX | Harris | 77022 | Grid Connected | Conditional | Retail/Wholesale | 2022 | 2022 | 1334 | 1334 | 0 | Natural Gas | 0 | 0 | 0 | 0 | 0 | 0 | 1334 | 0 | 0 | TRUE | 0 | 2023
Walmart, Inc. | Walmart 03302 | Houston | TX | Harris | 77099 | Grid Connected | Conditional | Retail/Wholesale | 2022 | 2022 | 1334 | 1334 | 0 | Natural Gas | 0 | 0 | 0 | 0 | 0 | 0 | 1334 | 0 | 0 | TRUE | 0 | 2023
Walmart, Inc. | Walmart 00912 | New Orleans | LA | Orleans | 70128 | Grid Connected | Conditional | Retail/Wholesale | 2022 | 2022 | 1334 | 1334 | 0 | Natural Gas | 0 | 0 | 0 | 0 | 0 | 0 | 1334 | 0 | 0 | TRUE | 0 | 2023
Walmart, Inc. | Walmart 00456 | Brownsville | TX | Cameron | 78520 | Grid Connected | Conditional | Retail/Wholesale | 2022 | 2022 | 1334 | 1334 | 0 | Natural Gas | 0 | 0 | 0 | 0 | 0 | 0 | 1334 | 0 | 0 | TRUE | 0 | 2023
Walmart, Inc. | Walmart 00565 | Corsicana | TX | Navarro | 75109 | Grid Connected | Conditional | Retail/Wholesale | 2022 | 2022 | 1334 | 1334 | 0 | Natural Gas | 0 | 0 | 0 | 0 | 0 | 0 | 1334 | 0 | 0 | TRUE | 0 | 2023
Walmart, Inc. | Walmart 02257 | Houston | TX | Harris | 77040 | Grid Connected | Conditional | Retail/Wholesale | 2022 | 2023 | 1334 | 1334 | 0 | Natural Gas | 0 | 0 | 0 | 0 | 0 | 0 | 1334 | 0 | 0 | TRUE | 0 | 2023
Walmart, Inc. | Walmart 02765 | Los Fresnos | TX | Cameron | 78566 | Grid Connected | Conditional | Retail/Wholesale | 2022 | 2022 | 896 | 896 | 0 | Natural Gas | 0 | 0 | 0 | 0 | 0 | 0 | 896 | 0 | 0 | TRUE | 0 | 2023
Walmart, Inc. | Walmart 00266 | Grapevine | TX | Tarrant | 76051 | Grid Connected | Conditional | Retail/Wholesale | 2022 | 2022 | 1334 | 1334 | 0 | Natural Gas | 0 | 0 | 0 | 0 | 0 | 0 | 1334 | 0 | 0 | TRUE | 0 | 2023
Walmart, Inc. | Walmart 00407 | Killeen | TX | Bell | 76542 | Grid Connected | Conditional | Retail/Wholesale | 2022 | 2022 | 1334 | 1334 | 0 | Natural Gas | 0 | 0 | 0 | 0 | 0 | 0 | 1334 | 0 | 0 | TRUE | 0 | 2023
Walmart, Inc. | Walmart 01074 | Grenada | MS | Grenada | 38901 | Grid Connected | Conditional | Retail/Wholesale | 2022 | 2022 | 896 | 896 | 0 | Natural Gas | 0 | 0 | 0 | 0 | 0 | 0 | 896 | 0 | 0 | TRUE | 0 | 2023
Walmart, Inc. | Walmart 00344 | El Campo | TX | Wharton | 77437 | Grid Connected | Conditional | Retail/Wholesale | 2022 | 2022 | 896 | 896 | 0 | Natural Gas | 0 | 0 | 0 | 0 | 0 | 0 | 896 | 0 | 0 | TRUE | 0 | 2023
Walmart, Inc. | Walmart 00504 | Galveston | TX | Galveston | 77551 | Grid Connected | Conditional | Retail/Wholesale | 2022 | 2022 | 1334 | 1334 | 0 | Natural Gas | 0 | 0 | 0 | 0 | 0 | 0 | 1334 | 0 | 0 | TRUE | 0 | 2023
Walmart, Inc. | Walmart 00791 | Alice | TX | Jim Wells | 78332 | Grid Connected | Conditional | Retail/Wholesale | 2022 | 2022 | 1334 | 1334 | 0 | Natural Gas | 0 | 0 | 0 | 0 | 0 | 0 | 1334 | 0 | 0 | TRUE | 0 | 2023
Walmart, Inc. | Walmart 05959 | Houston | TX | Harris | 77007 | Grid Connected | Conditional | Retail/Wholesale | 2023 | 2023 | 1334 | 1334 | 0 | Natural Gas | 0 | 0 | 0 | 0 | 0 | 0 | 1334 | 0 | 0 | TRUE | 0 | 2023
Walmart, Inc. | Walmart 04112 | Brownsville | TX | Cameron | 78526 | Grid Connected | Conditional | Retail/Wholesale | 2023 | 2023 | 1334 | 1334 | 0 | Natural Gas | 0 | 0 | 0 | 0 | 0 | 0 | 1334 | 0 | 0 | TRUE | 0 | 2023
Walmart, Inc. | Walmart 05246 | Wharton | TX | Wharton | 77488 | Grid Connected | Conditional | Retail/Wholesale | 2023 | 2023 | 896 | 896 | 0 | Natural Gas | 0 | 0 | 0 | 0 | 0 | 0 | 896 | 0 | 0 | TRUE | 0 | 2023
Walmart, Inc. | Walmart 00457 | Vidor | TX | Orange | 77662 | Grid Connected | Conditional | Retail/Wholesale | 2023 | 2023 | 896 | 896 | 0 | Natural Gas | 0 | 0 | 0 | 0 | 0 | 0 | 896 | 0 | 0 | TRUE | 0 | 2023
Walmart, Inc. | Walmart 00383 | Silsbee | TX | Hardin | 77656 | Grid Connected | Conditional | Retail/Wholesale | 2023 | 2023 | 896 | 896 | 0 | Natural Gas | 0 | 0 | 0 | 0 | 0 | 0 | 896 | 0 | 0 | TRUE | 0 | 2023
Walmart, Inc. | Walmart 02132 | Baton Rouge | LA | East Baton Rouge | 70809 | Grid Connected | Conditional | Retail/Wholesale | 2023 | 2023 | 1334 | 1334 | 0 | Natural Gas | 0 | 0 | 0 | 0 | 0 | 0 | 1334 | 0 | 0 | TRUE | 0 | 2023
Walmart, Inc. | Walmart 00777 | Orange | TX | Orange | 77630 | Grid Connected | Conditional | Retail/Wholesale | 2023 | 2023 | 896 | 896 | 0 | Natural Gas | 0 | 0 | 0 | 0 | 0 | 0 | 896 | 0 | 0 | TRUE | 0 | 2023
Walmart, Inc. | Walmart 07361 | Pearland | TX | Brazoria | 77584 | Grid Connected | Conditional | Retail/Wholesale | 2023 | 2023 | 448 | 448 | 0 | Natural Gas | 0 | 0 | 0 | 0 | 0 | 0 | 448 | 0 | 0 | TRUE | 0 | 2023
Walmart, Inc. | Walmart 05147 | Dallas | TX | Dallas | 75211 | Grid Connected | Conditional | Retail/Wholesale | 2023 | 2023 | 1334 | 1334 | 0 | Natural Gas | 0 | 0 | 0 | 0 | 0 | 0 | 1334 | 0 | 0 | TRUE | 0 | 2023
Walmart, Inc. | Walmart 04129 | Ponchatoula | LA | Tangpahoa | 70454 | Grid Connected | Conditional | Retail/Wholesale | 2023 | 2023 | 1334 | 1334 | 0 | Natural Gas | 0 | 0 | 0 | 0 | 0 | 0 | 1334 | 0 | 0 | TRUE | 0 | 2023
Walmart, Inc. | Walmart 00502 | Cut Off | LA | Lafourche | 70345 | Grid Connected | Conditional | Retail/Wholesale | 2023 | 2023 | 896 | 896 | 0 | Natural Gas | 0 | 0 | 0 | 0 | 0 | 0 | 896 | 0 | 0 | TRUE | 0 | 2023
H-E-B | H-E-B 00789 | Frisco | TX | Denton | 75034 | Grid Connected | Conditional | Food Store | 2022 | 2022 | 1334 | 1334 | 0 | Natural Gas | 0 | 0 | 0 | 0 | 0 | 0 | 1334 | 0 | 0 | TRUE | 0 | 2023
H-E-B | H-E-B 00767 | Magnolia | TX | Montgomery | 77354 | Grid Connected | Conditional | Food Store | 2022 | 2022 | 1334 | 1334 | 0 | Natural Gas | 0 | 0 | 0 | 0 | 0 | 0 | 1334 | 0 | 0 | TRUE | 0 | 2023
H-E-B | H-E-B 00790 | Plano | TX | Collin | 75093 | Grid Connected | Conditional | Food Store | 2022 | 2022 | 1334 | 1334 | 0 | Natural Gas | 0 | 0 | 0 | 0 | 0 | 0 | 1334 | 0 | 0 | TRUE | 0 | 2023
H-E-B | H-E-B 00776 | Katy | TX | Harris | 77449 | Grid Connected | Conditional | Food Store | 2022 | 2022 | 1334 | 1334 | 0 | Natural Gas | 0 | 0 | 0 | 0 | 0 | 0 | 1334 | 0 | 0 | TRUE | 0 | 2023
H-E-B | H-E-B 00787 | Plano | TX | Collin | 75093 | Grid Connected | Conditional | Food Store | 2022 | 2022 | 896 | 896 | 0 | Natural Gas | 0 | 0 | 0 | 0 | 0 | 0 | 896 | 0 | 0 | TRUE | 0 | 2023
H-E-B | H-E-B 00692 | Beaumont | TX | Jefferson | 77701 | Grid Connected | Conditional | Food Store | 2023 | 2023 | 1334 | 1334 | 0 | Natural Gas | 0 | 0 | 0 | 0 | 0 | 0 | 1334 | 0 | 0 | TRUE | 0 | 2023
H-E-B | H-E-B 00413 | Corpus Christi | TX | Nueces | 78404 | Grid Connected | Conditional | Food Store | 2023 | 2023 | 896 | 896 | 0 | Natural Gas | 0 | 0 | 0 | 0 | 0 | 0 | 896 | 0 | 0 | TRUE | 0 | 2023
H-E-B | H-E-B 00184 | Corpus Christi | TX | Nueces | 78410 | Grid Connected | Conditional | Food Store | 2023 | 2023 | 896 | 896 | 0 | Natural Gas | 0 | 0 | 0 | 0 | 0 | 0 | 896 | 0 | 0 | TRUE | 0 | 2023
H-E-B | H-E-B 00794 | Mckinney | TX | Collin | 75070 | Grid Connected | Conditional | Food Store | 2023 | 2023 | 1334 | 1334 | 0 | Natural Gas | 0 | 0 | 0 | 0 | 0 | 0 | 1334 | 0 | 0 | TRUE | 0 | 2023
H-E-B | H-E-B 00589 | Port Arthur | TX | Jefferson | 77642 | Grid Connected | Conditional | Food Store | 2023 | 2023 | 1334 | 1334 | 0 | Natural Gas | 0 | 0 | 0 | 0 | 0 | 0 | 1334 | 0 | 0 | TRUE | 0 | 2023
H-E-B | H-E-B 00796 | Allen | TX | Collin | 75002 | Grid Connected | Conditional | Food Store | 2023 | 2023 | 1334 | 1334 | 0 | Natural Gas | 0 | 0 | 0 | 0 | 0 | 0 | 1334 | 0 | 0 | TRUE | 0 | 2023
H-E-B | H-E-B 00760 | Manvel | TX | Brazoria | 77578 | Grid Connected | Conditional | Food Store | 2023 | 2023 | 1334 | 1334 | 0 | Natural Gas | 0 | 0 | 0 | 0 | 0 | 0 | 1334 | 0 | 0 | TRUE | 0 | 2023
H-E-B | H-E-B HOUDistCenter_3 | Houston | TX | Harris | 77041 | Grid Connected | Conditional | Retail/Wholesale | 2021 | 2021 | 896 | 896 | 0 | Natural Gas | 0 | 0 | 0 | 0 | 0 | 0 | 896 | 0 | 0 | TRUE | 0 | 2023
H-E-B | Temple Distribution Center | Temple | TX | Bell | 76504 | Grid Connected | Conditional | Retail/Wholesale | 2023 | 2023 | 5376 | 5376 | 0 | Natural Gas | 0 | 0 | 0 | 0 | 0 | 0 | 5376 | 0 | 0 | TRUE | 0 | 2023
U.S. Army Corps of Engineers | Engineer Research and Development Center | Vicksburg | MS | Warren | 39180 | Grid Connected | Conditional | Military | 2021 | 2021 | 3584 | 3584 | 0 | Natural Gas | 0 | 0 | 0 | 0 | 0 | 0 | 3584 | 0 | 0 | TRUE | 0 | 2023
Fort Bend County Levee Improvement District No. 2 | André D. McDonald Pump Station | Sugar Land | TX | Fort Bend | 77479 | Grid Connected | Conditional | Water Supply/Treatment | 2021 | 2021 | 6272 | 6272 | 0 | Natural Gas | 0 | 0 | 0 | 0 | 0 | 0 | 6272 | 0 | 0 | TRUE | 0 | 2023
Fort Bend County Levee Improvement District No. 2 | William "Bill" Little Pump Station | Sugar Land | TX | Fort Bend | 77479 | Grid Connected | Conditional | Water Supply/Treatment | 2021 | 2021 | 6272 | 6272 | 0 | Natural Gas | 0 | 0 | 0 | 0 | 0 | 0 | 6272 | 0 | 0 | TRUE | 0 | 2023
VGXI | VGXI 1 | Conroe | TX | Montgomery | 77303 | Grid Connected | Conditional | Other Manufacturing | 2022 | 2022 | 2240 | 2240 | 0 | Natural Gas | 0 | 0 | 0 | 0 | 0 | 0 | 2240 | 0 | 0 | TRUE | 0 | 2023
VGXI | VGXI 2 | Conroe | TX | Montgomery | 77303 | Grid Connected | Conditional | Other Manufacturing | 2022 | 2022 | 2240 | 2240 | 0 | Natural Gas | 0 | 0 | 0 | 0 | 0 | 0 | 2240 | 0 | 0 | TRUE | 0 | 2023
The Village of Tanglewood | The Village of Tanglewood Senior Living | Houston | TX | Harris | 77057 | Grid Connected | Conditional | Multi-Family Building | 2022 | 2022 | 896 | 896 | 0 | Natural Gas | 0 | 0 | 0 | 0 | 0 | 0 | 896 | 0 | 0 | TRUE | 0 | 2023
Sunrider Manufacturing LP | Sunrider Manufacturing LP 1 | Midlothian | TX | Ellis | 76065 | Grid Connected | Conditional | Food & Beverage Processing | 2022 | 2022 | 2240 | 2240 | 0 | Natural Gas | 0 | 0 | 0 | 0 | 0 | 0 | 2240 | 0 | 0 | TRUE | 0 | 2023
Sunrider Manufacturing LP | Sunrider Manufacturing LP 2 | Midlothian | TX | Ellis | 76065 | Grid Connected | Conditional | Food & Beverage Processing | 2022 | 2022 | 2240 | 2240 | 0 | Natural Gas | 0 | 0 | 0 | 0 | 0 | 0 | 2240 | 0 | 0 | TRUE | 0 | 2023
Sunrider Manufacturing LP | Sunrider Manufacturing LP 3 | Midlothian | TX | Ellis | 76065 | Grid Connected | Conditional | Food & Beverage Processing | 2022 | 2022 | 896 | 896 | 0 | Natural Gas | 0 | 0 | 0 | 0 | 0 | 0 | 896 | 0 | 0 | TRUE | 0 | 2023
The Tradition- Clearfork | The Tradition- Clearfork Senior Living | Fort Worth | TX | Tarrant | 76109 | Grid Connected | Conditional | Multi-Family Building | 2023 | 2023 | 1334 | 1334 | 0 | Natural Gas | 0 | 0 | 0 | 0 | 0 | 0 | 1334 | 0 | 0 | TRUE | 0 | 2023
Ben E. Keith Beverages | Ben E. Keith Beverages (Budweiser/Bud Light) | Dallas | TX | Dallas | 75235 | Grid Connected | Conditional | Food & Beverage Processing | 2023 | 2023 | 1792 | 1792 | 0 | Natural Gas | 0 | 0 | 0 | 0 | 0 | 0 | 1792 | 0 | 0 | TRUE | 0 | 2023
The Village of River Oaks | The Village of River Oaks Senior Living | Houston | TX | Harris | 77019 | Grid Connected | Conditional | Multi-Family Building | 2023 | 2023 | 896 | 896 | 0 | Natural Gas | 0 | 0 | 0 | 0 | 0 | 0 | 896 | 0 | 0 | TRUE | 0 | 2023
The Village of Southampton | The Village of Southampton Senior Living | Houston | TX | Harris | 77005 | Grid Connected | Conditional | Multi-Family Building | 2023 | 2023 | 896 | 896 | 0 | Natural Gas | 0 | 0 | 0 | 0 | 0 | 0 | 896 | 0 | 0 | TRUE | 0 | 2023
Emory Hill Real Estate | Emory Hill Office Building Microgrid | Hanover | MD | Howard | 21076 | Grid Connected | Conditional | Other Commercial | 2023 | 2023 | 555 | 430 | 125 | Solar, Natural Gas, Storage | 0 | 80 | 0 | 0 | 0 | 0 | 350 | 0 | 0 | FALSE | 500 | 2023
Cardinal Energy | Middletown Data Center Microgrid | Middletown | VA | Frederick | 22645 | Grid Connected | Continuous | Data Center | 2022 | 2022 | 15500 | 15500 | 0 | Diesel, Natural Gas | 0 | 0 | 0 | 0 | 0 | 1500 | 14000 | 0 | 0 | TRUE | 0 | 2023
Akiak City Council | Akiak, AK | Akiak | AK | Bethel Census Area | 99552 | Off Grid | Continuous | City/Community | 2013 | 2013 | 860 | 860 | 0 | CHP | 860 | 0 | 0 | 0 | 0 | 0 | 0 | 0 | 0 | FALSE | 0 | 2013
North Slope Borough Power & Light | Anaktuvuk Pass, AK | Anaktuvuk Pass | AK | North Slope | 99721 | Off Grid | Continuous | City/Community | 1999 | 1999 | 3115 | 3115 | 0 | CHP | 3115 | 0 | 0 | 0 | 0 | 0 | 0 | 0 | 0 | FALSE | 0 | 2023
North Slope Borough Power & Light | Atqasuk, AK | Atqasuk | AK | North Slope | 99791 | Off Grid | Continuous | City/Community | 1986 | 1999 | 3345 | 3345 | 0 | CHP | 3345 | 0 | 0 | 0 | 0 | 0 | 0 | 0 | 0 | FALSE | 0 | 2023
North Slope Borough Power & Light | Barrow, AK | Barrow | AK | North Slope | 99723 | Off Grid | Continuous | City/Community | 1977 | 1977 | 20300 | 20300 | 0 | CHP | 20300 | 0 | 0 | 0 | 0 | 0 | 0 | 0 | 0 | FALSE | 0 | 2017
Alaska Power & Telephone | Bettles, AK | Bettles | AK | Yukon-Koyukuk | 99726 | Off Grid | Continuous | City/Community | 1999 | 1999 | 760 | 760 | 0 | CHP | 760 | 0 | 0 | 0 | 0 | 0 | 0 | 0 | 0 | FALSE | 0 | 2018
Central Electric | Central, AK | Central | AK | Yukon-Koyukuk | 99730 | Off Grid | Continuous | City/Community | 2003 | 2003 | 500 | 500 | 0 | CHP | 500 | 0 | 0 | 0 | 0 | 0 | 0 | 0 | 0 | FALSE | 0 | 2013
G&K Inc. | Cold Bay, AK | Cold Bay | AK | Aleutians East | 99571 | Off Grid | Continuous | City/Community | 2000 | 2000 | 2620 | 2620 | 0 | CHP | 2620 | 0 | 0 | 0 | 0 | 0 | 0 | 0 | 0 | FALSE | 0 | 2013
Alaska Village Electric Cooperative | Huslia, AK Microgrid | Huslia | AK | Koyukuk-Hotana | 99746 | Off Grid | Continuous | City/Community | 2017 | 2017 | 800 | 800 | 0 | Diesel | 0 | 0 | 0 | 0 | 0 | 800 | 0 | 0 | 0 | FALSE | 0 | 2024
Tlingit-Haida Regional Electrical Authority | Kake, AK | Kake | AK | Prince of Wales Hyder Borough | 99830 | Off Grid | Continuous | City/Community | 2017 | 2017 | 2000 | 2000 | 0 | CHP | 2000 | 0 | 0 | 0 | 0 | 0 | 0 | 0 | 0 | FALSE | 0 | 2023
Alaska Village Electric Cooperative | Eek, AK | Eek | AK | Bethel | 99578 | Off Grid | Continuous | City/Community |  |  | 579 | 579 | 0 | CHP | 579 | 0 | 0 | 0 | 0 | 0 | 0 | 0 | 0 | FALSE | 0 | 2023
Ekwok Electric | Ekwok, AK | Ekwok | AK | Dillingham | 99580 | Off Grid | Continuous | City/Community | 2000 | 2000 | 630 | 630 | 0 | CHP | 630 | 0 | 0 | 0 | 0 | 0 | 0 | 0 | 0 | FALSE | 0 | 2013
Alaska Village Electric Cooperative | Elim, AK | Elim | AK | Nome | 99739 | Off Grid | Continuous | City/Community | 2003 | 2003 | 600 | 600 | 0 | CHP | 600 | 0 | 0 | 0 | 0 | 0 | 0 | 0 | 0 | FALSE | 0 | 2021
False Pass Electric | False Pass, AK | False Pass | AK | Aleutians East | 99583 | Off Grid | Continuous | City/Community | 2003 | 2003 | 450 | 450 | 0 | CHP | 450 | 0 | 0 | 0 | 0 | 0 | 0 | 0 | 0 | FALSE | 0 | 2023
Gwitchyaa Zhee Utility Company | Fort Yukon, AK | Fort Yukon | AK | Yukon-Koyukuk | 99740 | Off Grid | Continuous | City/Community | 2017 | 2017 | 2540 | 2540 | 0 | CHP | 2540 | 0 | 0 | 0 | 0 | 0 | 0 | 0 | 0 | TRUE | 0 | 2024
Alaska Village Electric Cooperative | Gambell, AK | Gambell | AK | Nome | 99742 | Off Grid | Continuous | City/Community | 1985 | 2010 | 1600 | 1600 | 0 | CHP, Wind | 1300 | 0 | 300 | 0 | 0 | 0 | 0 | 0 | 0 | FALSE | 0 | 2023
North Slope Borough Power & Light | Kartovik, AK | Kartovik | AK | North Slope | 99747 | Off Grid | Continuous | City/Community | 2000 | 2000 | 2600 | 2600 | 0 | CHP | 2600 | 0 | 0 | 0 | 0 | 0 | 0 | 0 | 0 | FALSE | 0 | 2017
Alutiiq Power Company | Karluk, AK | Karluk | AK | Kodiak Island | 99608 | Off Grid | Continuous | City/Community | 2009 | 2009 | 108 | 108 | 0 | CHP | 108 | 0 | 0 | 0 | 0 | 0 | 0 | 0 | 0 | FALSE | 0 | 2010
Alaska Village Electric Cooperative | Kasigluk, AK | Kasigluk | AK | Bethel | 99609 | Off Grid | Continuous | City/Community | 2004 | 2006 | 1500 | 1500 | 0 | CHP, Wind | 1200 | 0 | 300 | 0 | 0 | 0 | 0 | 0 | 0 | FALSE | 0 | 2023
Alaska Village Electric Cooperative | Kivalina, AK | Kivalina | AK | Northwest Arctic | 99750 | Off Grid | Continuous | City/Community | 1977 | 1977 | 1100 | 1100 | 0 | CHP | 1100 | 0 | 0 | 0 | 0 | 0 | 0 | 0 | 0 | FALSE | 0 | 2015
Kotlik Electric Service | Kotlik, AK | Kotlik | AK | Wade Hampton | 99620 | Off Grid | Continuous | City/Community | 2007 | 2007 | 1400 | 1400 | 0 | CHP | 1400 | 0 | 0 | 0 | 0 | 0 | 0 | 0 | 0 | FALSE | 0 | 2023
Alaska Village Electric Cooperative | Marshall, AK | Marshall | AK | Wade Hampton | 99585 | Off Grid | Continuous | City/Community | 1987 | 1987 | 1085 | 1085 | 0 | CHP | 1085 | 0 | 0 | 0 | 0 | 0 | 0 | 0 | 0 | FALSE | 0 | 2023
Alaska Village Electric Cooperative | Mekoryuk, AK | Mekoryuk | AK | Bethel | 99630 | Off Grid | Continuous | City/Community | 2013 | 2013 | 849 | 849 | 0 | CHP | 849 | 0 | 0 | 0 | 0 | 0 | 0 | 0 | 0 | FALSE | 0 | 2014
Naknek Electric Association | Naknek, AK | Naknek | AK | Bristol Bay | 99633 | Off Grid | Continuous | City/Community | 1988 | 2017 | 5980 | 5980 | 0 | CHP, Solar | 5900 | 80 | 0 | 0 | 0 | 0 | 0 | 0 | 0 | FALSE | 0 | 2023
Nelson Lagoon Electric Cooperative | Nelson Lagoon, AK | Nelson Lagoon | AK | Aleutians East | 99612 | Off Grid | Continuous | City/Community | 2010 | 2010 | 290 | 290 | 0 | CHP | 290 | 0 | 0 | 0 | 0 | 0 | 0 | 0 | 0 | FALSE | 0 | 2013
Nikolai Light and Power Utility | Nikolai, AK | Nikolai | AK | Yukon-Koyukuk | 99691 | Off Grid | Continuous | City/Community | 2003 | 2003 | 240 | 240 | 0 | CHP | 240 | 0 | 0 | 0 | 0 | 0 | 0 | 0 | 0 | FALSE | 0 | 2013
North Slope Borough Power & Light | Nuiqsut, AK | Nuiqsut | AK | North Slope | 99789 | Off Grid | Continuous | City/Community | 1999 | 1999 | 4920 | 4920 | 0 | CHP | 4920 | 0 | 0 | 0 | 0 | 0 | 0 | 0 | 0 | FALSE | 0 | 2017
Pedro Bay Electric Utility | Pedro Bay, AK | Pedro Bay | AK | Lake and Peninsula | 99647 | Off Grid | Continuous | City/Community | 2004 | 2004 | 260 | 260 | 0 | CHP | 260 | 0 | 0 | 0 | 0 | 0 | 0 | 0 | 0 | FALSE | 0 | 2023
North Slope Borough Power & Light | Point Hope, AK | Point Hope | AK | North Slope | 99766 | Off Grid | Continuous | City/Community | 1995 | 1995 | 3100 | 3100 | 0 | CHP | 3100 | 0 | 0 | 0 | 0 | 0 | 0 | 0 | 0 | FALSE | 0 | 2023
Alaska Village Electric Cooperative | Quinhagak, AK | Quinhagak | AK | Bethel | 99655 | Off Grid | Continuous | City/Community | 1996 | 2010 | 1000 | 1000 | 0 | CHP, Wind | 700 | 0 | 300 | 0 | 0 | 0 | 0 | 0 | 0 | FALSE | 0 | 2023
Alaska Village Electric Cooperative | Russian Mission, AK | Russion Missions | AK | Wade Hampton | 99657 | Off Grid | Continuous | City/Community | 1990 | 1990 | 541 | 541 | 0 | CHP | 541 | 0 | 0 | 0 | 0 | 0 | 0 | 0 | 0 | FALSE | 0 | 2023
Alaska Village Electric Cooperative | Selawik, AK | Selawik | AK | Northwest Arctic | 99770 | Off Grid | Continuous | City/Community | 2005 | 2005 | 1946 | 1946 | 0 | CHP, Wind | 1686 | 0 | 260 | 0 | 0 | 0 | 0 | 0 | 0 | FALSE | 0 | 2023
Alaska Village Electric Cooperative | Shaktoolik, AK | Shaktoolik | AK | Nome | 99771 | Off Grid | Continuous | City/Community | 2012 | 2012 | 839 | 839 | 0 | CHP, Wind | 639 | 0 | 200 | 0 | 0 | 0 | 0 | 0 | 0 | TRUE | 0 | 2023
Alaska Village Electric Cooperative | Scammon Bay, AK | Scammon Bay | AK | Wade Hampton | 99662 | Off Grid | Continuous | City/Community | 2001 | 2001 | 1300 | 1300 | 0 | CHP | 1300 | 0 | 0 | 0 | 0 | 0 | 0 | 0 | 0 | FALSE | 0 | 2023
Alaska Power and Telephone Company | Skagway-Haines, AK | Skagway | AK | Borough of Skagway | 99840 | Off Grid | Continuous | City/Community | 1957 | 2002 | 8228 | 8228 | 0 | Hydro, Diesel | 0 | 0 | 0 | 8228 | 0 | 0 | 0 | 0 | 0 | FALSE | 0 | 2023
Alaska Power and Telephone Company | Slana, AK | Slana | AK | Valdez-Cordova | 99586 | Off Grid | Continuous | City/Community | 2016 | 2016 | 1072 | 1072 | 0 | CHP | 1072 | 0 | 0 | 0 | 0 | 0 | 0 | 0 | 0 | FALSE | 0 | 2018
Nome Joint Utility Systems | Snake River, AK | Snake River | AK | Nome | 99762 | Off Grid | Continuous | City/Community | 2007 | 2013 | 12200 | 12200 | 0 | CHP, Wind | 10400 | 0 | 1800 | 0 | 0 | 0 | 0 | 0 | 0 | FALSE | 0 | 2023
Alaska Village Electric Cooperative | Stebbins, AK | Stebbins | AK | Nome | 99671 | Off Grid | Continuous | City/Community | 2014 | 2014 | 2000 | 2000 | 0 | CHP | 2000 | 0 | 0 | 0 | 0 | 0 | 0 | 0 | 0 | FALSE | 0 | 2023
Takonta Community Association Utilities | Takotna, AK | Takotna | AK | Yukon-Koyukuk | 99675 | Off Grid | Continuous | City/Community | 2006 | 2006 | 216 | 216 | 0 | CHP | 216 | 0 | 0 | 0 | 0 | 0 | 0 | 0 | 0 | FALSE | 0 | 2013
Tanana Power Company | Tanana, AK | Tanana | AK | Yukon-Koyukuk | 99777 | Off Grid | Continuous | City/Community | 2010 | 2010 | 1260 | 1260 | 0 | CHP | 1260 | 0 | 0 | 0 | 0 | 0 | 0 | 0 | 0 | FALSE | 0 | 2013
Native Village of Tatitlek | Tatitlek, AK | Tatitlek | AK | Valdez-Cordova | 99677 | Off Grid | Continuous | City/Community | 2015 | 2015 | 315 | 315 | 0 | CHP | 315 | 0 | 0 | 0 | 0 | 0 | 0 | 0 | 0 | FALSE | 0 | 2023
Teller Power Company | Teller, AK | Teller | AK | Nome | 99778 | Off Grid | Continuous | City/Community | 2001 | 2001 | 1000 | 1000 | 0 | CHP | 1000 | 0 | 0 | 0 | 0 | 0 | 0 | 0 | 0 | FALSE | 0 | 2023
Tenakee Springs Electric Utility | Tenakee Springs, AK | Tenakee Springs | AK | Hoonah-Angoon | 99841 | Off Grid | Continuous | City/Community | 2006 | 2006 | 241 | 241 | 0 | CHP | 241 | 0 | 0 | 0 | 0 | 0 | 0 | 0 | 0 | FALSE | 0 | 2023
Alaska Village Electric Cooperative | Togiak, AK | Togiak | AK | Dillingham | 99678 | Off Grid | Continuous | City/Community | 2018 | 2018 | 2687 | 2687 | 0 | CHP | 2687 | 0 | 0 | 0 | 0 | 0 | 0 | 0 | 0 | FALSE | 0 | 2023
Twin Hills Electric Utility | Twin Hills, AK | Twin Hills | AK | Dillingham | 99576 | Off Grid | Continuous | City/Community | 2003 | 2003 | 95 | 95 | 0 | CHP | 95 | 0 | 0 | 0 | 0 | 0 | 0 | 0 | 0 | FALSE | 0 | 2013
Alaska Village Electric Cooperative | Upper Kalskag, AK | Upper Kalskag | AK | Bethel | 99607 | Off Grid | Continuous | City/Community | 2004 | 2004 | 1100 | 1100 | 0 | CHP | 1100 | 0 | 0 | 0 | 0 | 0 | 0 | 0 | 0 | FALSE | 0 | 2014
White Mountain Electric Utility | White Mountain, AK | White Mountain | AK | Nome | 99784 | Off Grid | Continuous | City/Community | 2007 | 2007 | 460 | 460 | 0 | CHP | 460 | 0 | 0 | 0 | 0 | 0 | 0 | 0 | 0 | FALSE | 0 | 2023
Wrangell Municipal Light and Power | Wrangell, AK | Wrangell | AK | Wrangell | 99929 | Off Grid | Continuous | City/Community | 1984 | 1984 | 29000 | 29000 | 0 | Hydro, Diesel | 0 | 0 | 0 | 21000 | 0 | 8000 | 0 | 0 | 0 | FALSE | 0 | 2023
Yakutat Power, Inc. | Yakutat, AK | Yakutat | AK | Hoonah-Angoon | 99689 | Off Grid | Continuous | City/Community | 1999 | 1999 | 3800 | 3800 | 0 | CHP | 3800 | 0 | 0 | 0 | 0 | 0 | 0 | 0 | 0 | FALSE | 0 | 2023
City of Unalaska Utility | Unalaska, AK | Unalaska | AK | Aleutians West | 99685 | Off Grid | Continuous | City/Community | 2014 | 2014 | 200 | 200 | 0 | CHP | 200 | 0 | 0 | 0 | 0 | 0 | 0 | 0 | 0 | FALSE | 0 | 2023
Copper Valley Electric Association | Valdez, AK | Valdez | AK | Valdez-Cordova | 99686 | Off Grid | Continuous | City/Community | 1982 | 2000 | 17300 | 17300 | 0 | CHP, Hydro | 5300 | 0 | 0 | 12000 | 0 | 0 | 0 | 0 | 0 | FALSE | 0 | 2023
Alaska Village Electric Cooperative | Chevak, AK | Chevak | AK | Wade Hampton | 99563 | Off Grid | Continuous | City/Community | 2009 | 2009 | 2200 | 2200 | 0 | CHP, Wind | 1800 | 0 | 400 | 0 | 0 | 0 | 0 | 0 | 0 | FALSE | 0 | 2023
Chignik Lagoon Power Utility | Chignik (Chignik Lagoon), AK | Chignik | AK | Lake and Peninsula | 99564 | Off Grid | Continuous | City/Community | 1999 | 2015 | 567 | 567 | 0 | CHP, Hydro | 393 | 0 | 0 | 174 | 0 | 0 | 0 | 0 | 0 | FALSE | 0 | 2023
Chignik Lake Electric Utility | Chignik Lake, AK | Chignik Lake | AK | Lake and Peninsula | 99548 | Off Grid | Continuous | City/Community | 2003 | 2003 | 525 | 525 | 0 | CHP | 525 | 0 | 0 | 0 | 0 | 0 | 0 | 0 | 0 | FALSE | 0 | 2023
Chitina Electric Inc. | Chitina, AK | Chitina | AK | Copper River | 99566 | Off Grid | Continuous | City/Community | 2011 | 2011 | 310 | 310 | 0 | CHP | 310 | 0 | 0 | 0 | 0 | 0 | 0 | 0 | 0 | FALSE | 0 | 2023
Alaska Village Electric Cooperative | Emmonak, AK | Emmonak | AK | Kusilvak | 99554 | Off Grid | Continuous | City/Community | 1970 | 2011 | 3623 | 3623 | 0 | CHP, Wind | 3223 | 0 | 400 | 0 | 0 | 0 | 0 | 0 | 0 | FALSE | 0 | 2023
Akiachak Native Community | Akiachak, AK | Akiachak | AK | Bethel | 99551 | Off Grid | Continuous | City/Community | 2009 | 2009 | 1500 | 1500 | 0 | CHP | 1500 | 0 | 0 | 0 | 0 | 0 | 0 | 0 | 0 | FALSE | 0 | 2023
City of Akutan | Akutan, AK | Akutan | AK | Aleutians East | 99553 | Off Grid | Continuous | City/Community | 2007 | 2012 | 125 | 125 | 0 | CHP, Hydro | 0 | 0 | 0 | 125 | 0 | 0 | 0 | 0 | 0 | FALSE | 0 | 2023
Alaska Village Electric Cooperative | Ambler, AK | Ambler | AK | Northwest Arctic | 99786 | Off Grid | Continuous | City/Community |  |  | 1031 | 1031 | 0 | CHP | 1031 | 0 | 0 | 0 | 0 | 0 | 0 | 0 | 0 | FALSE | 0 | 2023
Alaska Village Electric Cooperative | Goodnews Bay, AK | Goodnews Bay | AK | Bethel | 99589 | Off Grid | Continuous | City/Community | 1999 | 1999 | 495 | 495 | 0 | CHP | 495 | 0 | 0 | 0 | 0 | 0 | 0 | 0 | 0 | TRUE | 0 | 2023
Alaska Power & Telephone | Gustavus, AK | Gustavus | AK | Hoonah-Angoon | 99826 | Off Grid | Continuous | City/Community | 2009 | 2009 | 800 | 800 | 0 | Hydro | 0 | 0 | 0 | 800 | 0 | 0 | 0 | 0 | 0 | FALSE | 0 | 2023
Alaska Village Electric Cooperative | Holy Cross, AK Microgrid | Holy Cross | AK | Yukon-Koyukuk | 99602 | Off Grid | Continuous | City/Community |  |  | 632 | 632 | 0 | CHP | 632 | 0 | 0 | 0 | 0 | 0 | 0 | 0 | 0 | FALSE | 0 | 2024
Elfin Cove Electric Utility | Elfin Cove, AK | Elfin Cove | AK | Hoonah-Angoon | 99825 | Off Grid | Continuous | City/Community | 2007 | 2007 | 547 | 547 | 0 | CHP | 547 | 0 | 0 | 0 | 0 | 0 | 0 | 0 | 0 | FALSE | 0 | 2023
Inside Passage Electric Cooperative | Angoon, AK | Angoon | AK | Hoonah-Angoon | 99820 | Off Grid | Continuous | City/Community | 1990 | 1990 | 1585 | 1585 | 0 | CHP | 1585 | 0 | 0 | 0 | 0 | 0 | 0 | 0 | 0 | FALSE | 0 | 2023
City of Atka | Atka, AK Chuniisax Creek | Atka | AK | Aleutians West | 99547 | Off Grid | Continuous | City/Community | 2012 | 2012 | 285 | 285 | 0 | Hydro | 0 | 0 | 0 | 285 | 0 | 0 | 0 | 0 | 0 | FALSE | 0 | 2023
Bethel Utilities Corporation | Bethel, AK | Bethel | AK | Bethel | 99559 | Off Grid | Continuous | City/Community | 2009 | 2018 | 13500 | 13500 | 0 | CHP, Wind | 12600 | 0 | 900 | 0 | 0 | 0 | 0 | 0 | 0 | FALSE | 0 | 2023
Haida Energy, Inc. / Alaska Power and Light | Prince of Wales Island, AK | Hydaburg | AK | Prince of Wales | 99922 | Off Grid | Continuous | City/Community | 1995 | 2021 | 11500 | 11500 | 0 | Hydro | 0 | 0 | 0 | 11500 | 0 | 0 | 0 | 0 | 0 | FALSE | 0 | 2023
Inside Passage Electric Cooperative | Hoonah, AK | Hoonah | AK | Hoonah-Angoon | 99829 | Off Grid | Continuous | City/Community | 2012 | 2014 | 3455 | 3455 | 0 | CHP, Hydro | 3000 | 0 | 0 | 455 | 0 | 0 | 0 | 0 | 0 | FALSE | 0 | 2023
Hughes Power and Light | Hughes, AK | Hughes | AK | Yukon-Koyukuk | 99745 | Off Grid | Continuous | City/Community | 2005 | 2021 | 350 | 350 | 0 | CHP, Solar, Storage | 230 | 120 | 0 | 0 | 0 | 0 | 0 | 0 | 0 | TRUE | 337 | 2024
Alaska Electric Light and Power | Juneau, AK | Juneau | AK | Juneau | 99801 | Off Grid | Continuous | City/Community | 1916 | 2009 | 104500 | 104500 | 0 | Hydro | 0 | 0 | 0 | 104500 | 0 | 0 | 0 | 0 | 0 | FALSE | 0 | 2023
Ketchikan Public Utilities | Ketchikan, AK | Ketchikan | AK | Ketchikan Gateway | 99901 | Off Grid | Continuous | City/Community | 1954 | 2014 | 38700 | 38700 | 0 | Hydro | 0 | 0 | 0 | 38700 | 0 | 0 | 0 | 0 | 0 | FALSE | 0 | 2023
Alaska Village Electric Cooperative | Kiana, AK | Kiana | AK | Northwest Arctic | 99749 | Off Grid | Continuous | City/Community | 2000 | 2000 | 1163 | 1163 | 0 | CHP | 1163 | 0 | 0 | 0 | 0 | 0 | 0 | 0 | 0 | FALSE | 0 | 2023
King Cove Village | King Cove, AK | King Cove | AK | Aleutians East | 99612 | Off Grid | Continuous | City/Community | 1994 | 2017 | 2975 | 2975 | 0 | CHP, Hydro | 1800 | 0 | 0 | 1175 | 0 | 0 | 0 | 0 | 0 | FALSE | 0 | 2023
Koliganek Electric Utility | Koliganek, AK | Koliganek | AK | Dillingham | 99576 | Off Grid | Continuous | City/Community | 2003 | 2003 | 340 | 340 | 0 | CHP | 340 | 0 | 0 | 0 | 0 | 0 | 0 | 0 | 0 | FALSE | 0 | 2023
Puvurnaq Power Company | Kongiganak, AK | Kongiganak | AK | Bethel | 99559 | Off Grid | Continuous | City/Community | 2014 | 2014 | 1605 | 1230 | 375 | CHP, Wind, Storage | 755 | 0 | 475 | 0 | 0 | 0 | 0 | 0 | 0 | FALSE | 0 | 2023
Alaska Village Electric Cooperative | Koyuk, AK | Koyuk | AK | Nome | 99753 | Off Grid | Continuous | City/Community | 2005 | 2005 | 1100 | 1100 | 0 | CHP | 1100 | 0 | 0 | 0 | 0 | 0 | 0 | 0 | 0 | FALSE | 0 | 2023
Koyukuk Electric Utility | Koyukuk, AK | Koyukuk | AK | Yukon-Koyukuk | 99754 | Off Grid | Continuous | City/Community | 2006 | 2006 | 205 | 205 | 0 | CHP | 205 | 0 | 0 | 0 | 0 | 0 | 0 | 0 | 0 | FALSE | 0 | 2023
Nuvista Light & Electric Cooperative, Inc. | Kwethluk, AK | Kwethluk | AK | Bethel | 99621 | Off Grid | Continuous | City/Community | 2010 | 2022 | 1950 | 1450 | 500 | CHP, Wind, Storage | 1050 | 0 | 400 | 0 | 0 | 0 | 0 | 0 | 0 | FALSE | 670 | 2023
Community of Larsen Bay | Larsen Bay, AK | Larsen Bay | AK | Kodiak Island Borough | 99615 | Off Grid | Continuous | City/Community | 2009 | 2009 | 475 | 475 | 0 | CHP, Hydro | 0 | 0 | 0 | 475 | 0 | 0 | 0 | 0 | 0 | FALSE | 0 | 2023
Noorvik Village | Noorvik, AK | Noorvik | AK | Northwest Arctic | 99763 | Off Grid | Continuous | City/Community | 2016 | 2016 | 1614 | 1614 | 0 | CHP | 1614 | 0 | 0 | 0 | 0 | 0 | 0 | 0 | 0 | FALSE | 0 | 2023
City of Pelican | Pelican, AK | Pelican | AK | Hoonah-Angoon | 99829 | Off Grid | Continuous | City/Community | 2013 | 2013 | 650 | 650 | 0 | Hydro | 0 | 0 | 0 | 650 | 0 | 0 | 0 | 0 | 0 | FALSE | 0 | 2023
Petersburg Utility | Petersburg, AK | Petersburg | AK | Petersburg | 99833 | Off Grid | Continuous | City/Community | 1950 | 1950 | 2000 | 2000 | 0 | Hydro | 0 | 0 | 0 | 2000 | 0 | 0 | 0 | 0 | 0 | FALSE | 0 | 2023
Ruby Electric Utility | Ruby, AK | Ruby | AK | Yukon-Koyukuk | 99768 | Off Grid | Continuous | City/Community | 2009 | 2009 | 600 | 600 | 0 | CHP | 600 | 0 | 0 | 0 | 0 | 0 | 0 | 0 | 0 | FALSE | 0 | 2023
Tuntutuliak, AK | Tuntutuliak, AK | Tuntutuliak | AK | Bethel | 99559 | Off Grid | Continuous | City/Community | 2012 | 2012 | 475 | 475 | 0 | CHP, Wind | 0 | 0 | 475 | 0 | 0 | 0 | 0 | 0 | 0 | FALSE | 0 | 2023
Unalakleet Valley Electric Cooperative | Unalakleet, AK | Unalakleet | AK | Nome | 99684 | Off Grid | Continuous | City/Community | 2009 | 2009 | 2500 | 2500 | 0 | CHP, Wind | 1900 | 0 | 600 | 0 | 0 | 0 | 0 | 0 | 0 | FALSE | 0 | 2023
Alaska Village Electric Cooperative | Hooper Bay, AK | Hooper Bay | AK | Kusilvak | 99604 | Off Grid | Continuous | City/Community | 2008 | 2008 | 2900 | 2900 | 0 | CHP, Wind | 2600 | 0 | 300 | 0 | 0 | 0 | 0 | 0 | 0 | TRUE | 0 | 2023
The Village Council | Stevens Village, AK | Stevens Village | AK | Yukon-Koyukuk | 00002 | Off Grid | Continuous | City/Community | 2003 | 2003 | 260 | 260 | 0 | CHP | 260 | 0 | 0 | 0 | 0 | 0 | 0 | 0 | 0 | FALSE | 0 | 2023
Alaska Village Electric Cooperative | Kaltag, AK Microgrid | Kaltag | AK | Yukon-Koyukuk | 99748 | Off Grid | Continuous | City/Community | 1999 | 2012 | 485 | 485 | 0 | CHP, Solar | 475 | 10 | 0 | 0 | 0 | 0 | 0 | 0 | 0 | FALSE | 0 | 2024
Kokhanok Electric Utility | Kokhanok, AK | Kokhanok | AK | Lake and Peninsula | 99606 | Off Grid | Continuous | City/Community | 2004 | 2022 | 675 | 675 | 0 | CHP, Wind, Storage | 495 | 0 | 180 | 0 | 0 | 0 | 0 | 0 | 0 | TRUE | 168 | 2023
Kwig Power Company | Kwigillingok, AK | Kwigillingok | AK | Bethel | 99622 | Off Grid | Continuous | City/Community | 2005 | 2013 | 1060 | 1060 | 0 | CHP, Wind, Storage | 585 | 0 | 475 | 0 | 0 | 0 | 0 | 0 | 0 | TRUE | 0 | 2023
Levelock Electric Cooperative, Inc. | Levelock, AK | Levelock | AK | Lake and Peninsul | 99625 | Off Grid | Continuous | City/Community | 2009 | 2009 | 234 | 234 | 0 | CHP | 234 | 0 | 0 | 0 | 0 | 0 | 0 | 0 | 0 | FALSE | 0 | 2023
Manokotak Power Company | Manokotak, AK | Manokotak | AK | Dillingham | 99628 | Off Grid | Continuous | City/Community | 2006 | 2006 | 830 | 830 | 0 | CHP | 830 | 0 | 0 | 0 | 0 | 0 | 0 | 0 | 0 | FALSE | 0 | 2023
Alaska Village Electric Cooperative | New Stuyahok, AK | New Styahok | AK | Dillingham | 99636 | Off Grid | Continuous | City/Community | 2016 | 2016 | 1331 | 1331 | 0 | CHP | 1331 | 0 | 0 | 0 | 0 | 0 | 0 | 0 | 0 | FALSE | 0 | 2023
INN Electric Cooperative, Inc. | Iliamna, AK - Newhalen, AK | Iliamna | AK | Lake and Peninsula | 99606 | Off Grid | Continuous | City/Community | 1998 | 1998 | 824 | 824 | 0 | CHP, Hydro | 0 | 0 | 0 | 824 | 0 | 0 | 0 | 0 | 0 | FALSE | 0 | 2023
Nunam Iqua Electric, Inc. | Nunam Iqua, AK | Nunam Iqua | AK | Kusilvak | 99632 | Off Grid | Continuous | City/Community | 2000 | 2000 | 768 | 768 | 0 | CHP | 768 | 0 | 0 | 0 | 0 | 0 | 0 | 0 | 0 | FALSE | 0 | 2023
Perryville Electric Utility | Perryville, AK | Perryville | AK | Lake and Peninsula | 99648 | Off Grid | Continuous | City/Community | 2003 | 2008 | 37473 | 37473 | 0 | CHP, Wind | 473 | 0 | 37000 | 0 | 0 | 0 | 0 | 0 | 0 | FALSE | 0 | 2023
Pilot Point Electric Utility | Pilot Point, AK | Pilot Point | AK | Lake and Peninsula | 99649 | Off Grid | Continuous | City/Community | 2008 | 2018 | 335 | 335 | 0 | CHP, Wind | 235 | 0 | 100 | 0 | 0 | 0 | 0 | 0 | 0 | FALSE | 0 | 2023
North Slope Borough Power & Light | Point Lay, AK | Point Lay | AK | North Slope | 99759 | Off Grid | Continuous | City/Community | 2013 | 2013 | 2400 | 2400 | 0 | CHP | 2400 | 0 | 0 | 0 | 0 | 0 | 0 | 0 | 0 | FALSE | 0 | 2023
Alaska Power & Telephone | Allakaket, AK | Allakaket | AK | Yukon-Koyukuk | 99720 | Off Grid | Continuous | City/Community | 1999 | 1999 | 430 | 430 | 0 | CHP | 430 | 0 | 0 | 0 | 0 | 0 | 0 | 0 | 0 | FALSE | 0 | 2023
TDX Manley Generating, LLC | Manley, AK | Manley | AK | Yukon-Koyukuk | 99756 | Off Grid | Conditional | City/Community | 2023 | 2023 | 208 | 208 | 0 | Solar, Storage | 0 | 208 | 0 | 0 | 0 | 0 | 0 | 0 | 0 | FALSE | 289 | 2024
Atmautluak Tribal Utilities | Atmautluak, AK | Atmautluak | AK | Bethel | 99559 | Off Grid | Continuous | City/Community |  |  |  |  | 0 | CHP, Wind | 0 | 0 | 0 | 0 | 0 | 0 | 0 | 0 | 0 | FALSE | 0 | 2023
Arctic Village Electric Cooperative | Arctic Village, AK | Arctic Village | AK | Yukon-Koyukuk | 99722 | Off Grid | Continuous | City/Community |  |  |  |  | 0 | CHP |  | 0 | 0 | 0 | 0 | 0 | 0 | 0 | 0 | FALSE | 0 | 2023
Egegik Light & Power Co. | Egegik, AK | Egegik | AK | Lake and Peninsula | 99579 | Off Grid | Continuous | City/Community | 2013 | 2013 | 1030 | 1030 | 0 | CHP | 1030 | 0 | 0 | 0 | 0 | 0 | 0 | 0 | 0 | FALSE | 0 | 2023
Native Village of Shishmaref | Shishmaref, AK | Shishmaref | AK | Nome | 99772 | Off Grid | Continuous | City/Community | 2015 | 2015 | 2 | 2 | 0 | Wind | 0 | 0 | 2 | 0 | 0 | 0 | 0 | 0 | 0 | FALSE | 0 | 2023
Tuluksak Traditional Power Utility | Tuluksak, AK | Tuluksak | AK | Bethel | 99679 | Off Grid | Continuous | City/Community |  |  |  |  | 0 | CHP |  | 0 | 0 | 0 | 0 | 0 | 0 | 0 | 0 | FALSE | 0 | 2023
Alaska Village Electric Cooperative | Brevig Mission, AK | Brevig Mission | AK | Nome | 99785 | Off Grid | Continuous | City/Community | 1999 | 1999 | 439 | 439 | 0 | CHP | 439 | 0 | 0 | 0 | 0 | 0 | 0 | 0 | 0 | FALSE | 0 | 2023
Alaska Village Electric Cooperative | Grayling, AK Microgrid | Grayling | AK | Yukon-Koyukuk | 99590 | Off Grid | Continuous | City/Community | 1999 | 1999 | 546 | 546 | 0 | CHP | 546 | 0 | 0 | 0 | 0 | 0 | 0 | 0 | 0 | FALSE | 0 | 2024
Venetie Electric Utility | Venetie, AK | Venetie | AK | Yukon-Koyukuk | 99781 | Off Grid | Continuous | City/Community | 1999 | 2002 | 502 | 502 | 0 | CHP, Solar | 500 | 2 | 0 | 0 | 0 | 0 | 0 | 0 | 0 | FALSE | 0 | 2023
Ungusraq Power Company | Newtok, AK - Mertarvik, AK | Newtok | AK | Bethel | 99559 | Off Grid | Continuous | City/Community | 2006 | 2006 | 130 | 130 | 0 | CHP | 130 | 0 | 0 | 0 | 0 | 0 | 0 | 0 | 0 | FALSE | 0 | 2023
Golovin Power Utilities | Golovin, AK | Golovin | AK | Nome | 99762 | Off Grid | Continuous | City/Community | 2004 | 2004 | 570 | 570 | 0 | CHP | 570 | 0 | 0 | 0 | 0 | 0 | 0 | 0 | 0 | FALSE | 0 | 2023
Staar Surgical | Staar Surgical Microgrid | Lake Forest | CA | Orange | 92630 | Grid Connected | Conditional | Other Manufacturing | 2024 | 2024 | 1230 | 780 | 450 | Solar, Storage | 0 | 780 | 0 | 0 | 0 | 0 | 0 | 0 | 0 | TRUE | 0 | 2024
Karuk Tribe | Community Scale Solar Energy Generating Systems Project | Happy Camp | CA | Humbold | 96039 | Grid Connected | Conditional | City/Community | 2023 | 2023 | 310 | 310 | 0 | Solar, Storage | 0 | 310 | 0 | 0 | 0 | 0 | 0 | 0 | 0 | FALSE | 580 | 2024
Hualapai Indian Tribe | Grand Canyon West Micrgrid | Peach Springs | AZ | Mohave | 86434 | Off Grid | Conditional | City/Community | 2014 | 2023 | 3885 | 3135 | 750 | Solar, Diesel, Storage | 0 | 885 | 0 | 0 | 0 | 2250 | 0 | 0 | 0 | TRUE | 2145 | 2024
Raymond Corporation | Raymond Implements Solar and Storage Microgrid | Greene | NY | Chenango | 13778 | Grid Connected | Conditional | Retail/Wholesale | 2024 | 2024 | 450 | 200 | 250 | Solar, Storage | 0 | 200 | 0 | 0 | 0 | 0 | 0 | 0 | 0 | TRUE | 420 | 2024
Microsoft | Microsoft - Caterpillar Data Center Microgrid | Cheyenne | WY | Laramie | 82001 | Grid Connected | Continuous | Data Center | 2024 | 2024 | 4020 | 1500 | 2520 | Fuel Cell, Storage | 0 | 0 | 0 | 0 | 1500 | 0 | 0 | 0 | 0 | TRUE | 0 | 2024
G&W Electric | G&W Electric Chicago Microgrid | Bolingbrook | IL | DuPage | 60440 | Grid Connected | Continuous | Electrical Equipment | 2022 | 2022 | 8700 | 4400 | 4300 | Solar, Diesel, Storage | 0 | 2400 | 0 | 0 | 0 | 2000 | 0 | 0 | 0 | TRUE | 6000 | 2024
Saint-Gobain Abrasives North America | Worcester, MA Manufacturing Plant | Worcester | MA | Worcester | 01606 | Grid Connected | Continuous | Stone, Clay, Glass | 2022 | 2022 | 4600 | 4600 | 0 | CHP | 4600 | 0 | 0 | 0 | 0 | 0 | 0 | 0 | 0 | FALSE | 0 | 2024
Alaska Village Electric Cooperative | Minto, AK Microgrid | Minto | AK | Yukon-Koyukuk | 99758 | Off Grid | Continuous | City/Community |  |  | 647 | 647 | 0 | Diesel | 0 | 0 | 0 | 0 | 0 | 647 | 0 | 0 | 0 | FALSE | 0 | 2024
Alaska Village Electric Cooperative | Shageluk, AK Microgrid | Shageluk | AK | Yukon-Koyukuk | 99665 | Off Grid | Continuous | City/Community |  |  |  |  | 0 | Diesel | 0 | 0 | 0 | 0 | 0 |  | 0 | 0 | 0 | FALSE | 0 | 2024
Ameresco / Kaiser Permanente | West Oahu Primary Care Medical Office Building (MOB) | Kapolei | HI | Honolulu | 96707 | Grid Connected | Conditional | Hospital/Healthcare | 2021 | 2021 | 400 | 400 | 0 | Solar, Storage | 0 | 400 | 0 | 0 | 0 | 0 | 0 | 0 | 0 | TRUE | 892 | 2024
SolMicroGrid | Chick-fil-A Microgrid, Santa Rosa | Santa Rosa | CA | Sonoma | 95401 | Grid Connected | Continuous | Other Commercial | 2024 | 2024 | 300 | 300 | 0 | Solar, Natural Gas, Storage | 0 | 150 | 0 | 0 | 0 | 0 | 150 | 0 | 0 | TRUE | 36 | 2024
SolMicroGrid | Chick-fil-A Microgrid, Stockton | Stockton | CA | San Joaquin | 95207 | Grid Connected | Continuous | Other Commercial | 2022 | 2022 | 300 | 300 | 0 | Solar, Natural Gas, Storage | 0 | 150 | 0 | 0 | 0 | 0 | 150 | 0 | 0 | TRUE | 36 | 2024
Sycamore International | Sycamore International Microgrid | West Grove | PA | Chester | 19390 | Grid Connected | Conditional | Other Commercial | 2022 | 2022 | 190 | 115 | 75 | Solar, Storage | 0 | 115 | 0 | 0 | 0 | 0 | 0 | 0 | 0 | FALSE | 400 | 2024
Unison Energy | Cyxtera BOS1-A Data Center Microgrid | Waltham | MA | Middlesex | 02451 | Grid Connected | Continuous | Data Center | 2024 | 2024 | 1994 | 1994 | 0 | Natural Gas | 0 | 0 | 0 | 0 | 0 | 0 | 1994 | 0 | 0 | TRUE | 0 | 2024
Direct Relief | Alliance Medical Center | Healdsburg | CA | Sonoma | 95448 | Grid Connected | Conditional | Hospital/Healthcare | 2024 | 2024 | 388 | 58 | 330 | Solar, Storage | 0 | 58 | 0 | 0 | 0 | 0 | 0 | 0 | 0 | FALSE | 0 | 2024
City of Detroit | A.B. Ford Park Resilience Hub | Detroit | MI | Wayne | 48215 | Grid Connected | Conditional | City/Community | 2023 | 2023 | 195 | 70 | 125 | Solar, Storage | 0 | 70 | 0 | 0 | 0 | 0 | 0 | 0 | 0 | FALSE | 220 | 2024
Maryland Energy Administration | Bette Carol Thompson Scotland Neighborhood Recreation Center Resilience Hub | Potomac | MD | Montgomery | 20854 | Grid Connected | Conditional | City/Community | 2023 | 2023 |  | 0 | 0 | Solar, Natural Gas, Storage | 0 | 0 | 0 | 0 | 0 | 0 | 0 | 0 | 0 | FALSE | 0 | 2024
Aemetis | Aemetis Ethanol Plant Microgrid | Keyes | CA | Stanislaus | 95014 | Grid Connected | Conditional | Other Manufacturing | 2024 | 2024 | 3250 | 2000 | 1250 | Solar, Storage | 0 | 2000 | 0 | 0 | 0 | 0 | 0 | 0 | 0 | TRUE | 0 | 2024
Prologis | Prologis Denker Microgrid | Gardena | CA | Los Angeles | 90249 | Grid Connected | Continuous | Other Commercial | 2024 | 2024 | 11750 | 2750 | 9000 | Natural Gas, Storage | 0 | 0 | 0 | 0 | 0 | 0 | 2750 | 0 | 0 | FALSE | 18000 | 2024
ACME | ACME Smoked Fish Microgrid | Brooklyn | NY | Kings | 11222 | Off Grid | Continuous | Food & Beverage Processing | 2017 | 2017 | 2195 | 2195 | 0 | CHP, Diesel | 1195 | 0 | 0 | 0 | 0 | 1000 | 0 | 0 | 0 | TRUE | 0 | 2024
Hewlett Packard Enterprise | Hewlett Packard Enterprise Plant | Aguadilla | PR | Aguadilla | 00603 | Off Grid | Continuous | Other Manufacturing | 2022 | 2022 | 3960 | 3960 | 0 | CHP, Storage | 3960 | 0 | 0 | 0 | 0 | 0 | 0 | 0 | 0 | FALSE | 0 | 2024
Allegheny Health Network | Wexford Hospital CCHP Microgrid | Wexford | PA | Allegheny | 15090 | Grid Connected | Continuous | Hospital/Healthcare | 2020 | 2020 | 2000 | 2000 | 0 | CHP, Diesel | 2000 | 0 | 0 | 0 | 0 | 0 | 0 | 0 | 0 | FALSE | 0 | 2024
Faith Technologies Inc | Lakeside Vision Center DCentrIQ Main Microgrid | Chilton | WI | Calumet | 53014 | Off Grid | Continuous | Other Commercial | 2022 | 2022 | 1179 | 599 | 580 | Solar, Natural Gas, Storage | 0 | 349 | 0 | 0 | 0 | 0 | 250 | 0 | 0 | TRUE | 0 | 2024
Faith Technologies Inc | Lakeside Vision Center X3-Xs Xcape Second Microgrid | Chilton | WI | Calumet | 53014 | Off Grid | Continuous | Other Commercial | 2022 | 2022 | 95 | 55 | 40 | Solar, Natural Gas, Storage | 0 | 20 | 0 | 0 | 0 | 0 | 35 | 0 | 0 | TRUE | 88 | 2024
Dallmann East River Dairy | Dallmann East River Dairy Microgrid | Brillion | WI | Calumet | 54110 | Grid Connected | Continuous | Agriculture | 2012 | 2023 | 1600 | 1600 | 0 | CHP, Solar, Storage | 600 | 1000 | 0 | 0 | 0 | 0 | 0 | 0 | 0 | TRUE | 0 | 2024
Reid Health | Reid Health Microgrid | Richmond | IN | Wayne | 47374 | Grid Connected | Conditional | Hospital/Healthcare |  |  | 3750 | 3750 | 0 | Diesel | 0 | 0 | 0 | 0 | 0 | 3750 | 0 | 0 | 0 | TRUE | 0 | 2024
Holyoke Gas & Electric | Holyoke Gas & Electric Microgrid (Control Center) | Holyoke | MA | Hampden | 01040 | Grid Connected | Conditional | Utility |  |  | 400 | 400 | 0 | Natural Gas | 0 | 0 | 0 | 0 | 0 | 0 | 400 | 0 | 0 | TRUE | 0 | 2024
State of Hawaii | Daniel K. Inouye International Airport (Honolulu International Airport) | Honolulu | HI | Honolulu | 96819 | Grid Connected | Continuous | Airport | 2014 | 2014 | 10000 | 10000 | 0 | Biogas | 0 | 0 | 0 | 0 | 0 | 0 | 0 | 10000 | 0 | TRUE | 0 | 2024
Illinois Institute of Technology | Keating Sports Center Nanogrid | Chicago | IL | Cook | 60616 | Grid Connected | Conditional | College/University | 2016 | 2016 | 180 | 180 | 0 | Solar, Storage | 0 | 180 | 0 | 0 | 0 | 0 | 0 | 0 | 0 | TRUE | 0 | 2024
Illinois Institute of Technology | IIT Stuart Data Center Nanogrid | Chicago | IL | Cook | 60616 | Grid Connected | Conditional | College/University | 2018 | 2018 | 484 | 184 | 300 | Solar, Wind, Storage | 0 | 174 | 10 | 0 | 0 | 0 | 0 | 0 | 0 | FALSE | 500 | 2024
Illinois Institute of Technology | S. R. Crown Hall Nanogrid | Chicago | IL | Cook | 60616 | Grid Connected | Conditional | College/University | 2019 | 2019 | 380 | 80 | 300 | Solar, Storage | 0 | 80 | 0 | 0 | 0 | 0 | 0 | 0 | 0 | TRUE | 500 | 2024
Virgin Island Energy Office (VIEO) | St. Croix Educational Complex Microgrid | Kingshill | VI | St. Croix | 00850 | Grid Connected | Conditional | School | 2024 | 2024 | 150 | 150 | 0 | Solar, Storage | 0 | 150 | 0 | 0 | 0 | 0 | 0 | 0 | 0 | FALSE | 220 | 2024
Bloom Energy | Office Building Microgrid | San Francisco | CA | San Francisco | 94114 | Grid Connected | Continuous | Other Commercial | 2021 | 2021 | 500 | 500 | 0 | Fuel Cell | 0 | 0 | 0 | 0 | 500 | 0 | 0 | 0 | 0 | TRUE | 0 | 2024
Bloom Energy | Sporting Facility Microgrid | Carlsbad | CA | San Diego | 92008 | Grid Connected | Continuous | Other Commercial | 2013 | 2013 | 300 | 300 | 0 | Fuel Cell | 0 | 0 | 0 | 0 | 300 | 0 | 0 | 0 | 0 | TRUE | 0 | 2024
Bloom Energy | Department Store Microgrid | Richmond | CA | Contra Costa | 94801 | Grid Connected | Continuous | Retail/Wholesale | 2020 | 2020 | 200 | 200 | 0 | Fuel Cell | 0 | 0 | 0 | 0 | 200 | 0 | 0 | 0 | 0 | TRUE | 0 | 2024
Bloom Energy | Department Store Microgrid | Pasadena | CA | Los Angeles | 91101 | Grid Connected | Continuous | Retail/Wholesale | 2020 | 2020 | 200 | 200 | 0 | Fuel Cell | 0 | 0 | 0 | 0 | 200 | 0 | 0 | 0 | 0 | TRUE | 0 | 2024
Bloom Energy | Office Building Microgrid | San Jose | CA | Santa Clara | 95110 | Grid Connected | Continuous | Other Commercial | 2016 | 2016 | 1000 | 1000 | 0 | Fuel Cell | 0 | 0 | 0 | 0 | 1000 | 0 | 0 | 0 | 0 | TRUE | 0 | 2024
Bloom Energy | Data Center Microgrid | Irvine | CA | Orange | 92618 | Grid Connected | Continuous | Data Center | 2015 | 2015 | 500 | 500 | 0 | Fuel Cell | 0 | 0 | 0 | 0 | 500 | 0 | 0 | 0 | 0 | TRUE | 0 | 2024
Bloom Energy | University Microgrid | Santa Clara | CA | Santa Clara | 95050 | Grid Connected | Continuous | College/University | 2018 | 2018 | 1500 | 1500 | 0 | Fuel Cell | 0 | 0 | 0 | 0 | 1500 | 0 | 0 | 0 | 0 | TRUE | 0 | 2024
Bloom Energy | Grocery Store Microgrid | Los Angeles | CA | Los Angeles | 90004 | Grid Connected | Continuous | Food Store | 2013 | 2013 | 250 | 250 | 0 | Fuel Cell | 0 | 0 | 0 | 0 | 250 | 0 | 0 | 0 | 0 | TRUE | 0 | 2024
Bloom Energy | Office Building Microgrid | San Jose | CA | Santa Clara | 95110 | Grid Connected | Continuous | Other Commercial | 2020 | 2020 | 600 | 600 | 0 | Fuel Cell | 0 | 0 | 0 | 0 | 600 | 0 | 0 | 0 | 0 | TRUE | 0 | 2024
Bloom Energy | Healthcare Facility Microgrid | Inglewood | CA | Los Angeles | 90301 | Grid Connected | Continuous | Hospital/Healthcare | 2015 | 2015 | 250 | 250 | 0 | Fuel Cell | 0 | 0 | 0 | 0 | 250 | 0 | 0 | 0 | 0 | TRUE | 0 | 2024
Bloom Energy | Manufacturing Facility Microgrid | Compton | CA | Los Angeles | 90220 | Grid Connected | Continuous | Other Manufacturing | 2011 | 2011 | 400 | 400 | 0 | Fuel Cell | 0 | 0 | 0 | 0 | 400 | 0 | 0 | 0 | 0 | TRUE | 0 | 2024
Bloom Energy | Grocery Store Microgrid | Davis | CA | Yolo | 95616 | Grid Connected | Continuous | Food Store | 2020 | 2020 | 200 | 200 | 0 | Fuel Cell | 0 | 0 | 0 | 0 | 200 | 0 | 0 | 0 | 0 | TRUE | 0 | 2024
Bloom Energy | Grocery Store Microgrid | Woodland | CA | Yolo | 95695 | Grid Connected | Continuous | Food Store | 2020 | 2020 | 250 | 250 | 0 | Fuel Cell | 0 | 0 | 0 | 0 | 250 | 0 | 0 | 0 | 0 | TRUE | 0 | 2024
Bloom Energy | Grocery Store Microgrid | El Dorado Hills | CA | El Dorado | 95762 | Grid Connected | Continuous | Food Store | 2020 | 2020 | 250 | 250 | 0 | Fuel Cell | 0 | 0 | 0 | 0 | 250 | 0 | 0 | 0 | 0 | TRUE | 0 | 2024
Bloom Energy | Grocery Store Microgrid | Woodland | CA | Yolo | 95695 | Grid Connected | Continuous | Food Store | 2020 | 2020 | 250 | 250 | 0 | Fuel Cell | 0 | 0 | 0 | 0 | 250 | 0 | 0 | 0 | 0 | TRUE | 0 | 2024
Bloom Energy | Grocery Store Microgrid | Vacaville | CA | Solano | 95687 | Grid Connected | Continuous | Food Store | 2020 | 2020 | 250 | 250 | 0 | Fuel Cell | 0 | 0 | 0 | 0 | 250 | 0 | 0 | 0 | 0 | TRUE | 0 | 2024
Bloom Energy | Office Building Microgrid | Sunnyvale | CA | Santa Clara | 94086 | Grid Connected | Continuous | Other Commercial | 2014 | 2014 | 250 | 250 | 0 | Fuel Cell | 0 | 0 | 0 | 0 | 250 | 0 | 0 | 0 | 0 | TRUE | 0 | 2024
Bloom Energy | Office Building Microgrid | Sunnyvale | CA | Santa Clara | 94086 | Grid Connected | Continuous | Other Commercial | 2015 | 2015 | 250 | 250 | 0 | Fuel Cell | 0 | 0 | 0 | 0 | 250 | 0 | 0 | 0 | 0 | TRUE | 0 | 2024
Bloom Energy | Lab Microgrid | Carlsbad | CA | San Diego | 92008 | Grid Connected | Continuous | Research Facility | 2020 | 2020 | 1000 | 1000 | 0 | Fuel Cell | 0 | 0 | 0 | 0 | 1000 | 0 | 0 | 0 | 0 | TRUE | 0 | 2024
Bloom Energy | Lab Microgrid | Pleasanton | CA | Alameda | 94566 | Grid Connected | Continuous | Research Facility | 2020 | 2020 | 1000 | 1000 | 0 | Fuel Cell | 0 | 0 | 0 | 0 | 1000 | 0 | 0 | 0 | 0 | TRUE | 0 | 2024
Bloom Energy | Lab Microgrid | Fremont | CA | Alameda | 94536 | Grid Connected | Continuous | Research Facility | 2020 | 2020 | 1250 | 1250 | 0 | Fuel Cell | 0 | 0 | 0 | 0 | 1250 | 0 | 0 | 0 | 0 | TRUE | 0 | 2024
Bloom Energy | Office Building Microgrid | Santa Rosa | CA | Sonoma | 95401 | Grid Connected | Continuous | Other Commercial | 2018 | 2018 | 4300 | 4300 | 0 | Fuel Cell | 0 | 0 | 0 | 0 | 4300 | 0 | 0 | 0 | 0 | TRUE | 0 | 2024
Bloom Energy | Healthcare Facility Microgrid | Irvine | CA | Orange | 92614 | Grid Connected | Continuous | Hospital/Healthcare | 2015 | 2015 | 500 | 500 | 0 | Fuel Cell | 0 | 0 | 0 | 0 | 500 | 0 | 0 | 0 | 0 | TRUE | 0 | 2024
Bloom Energy | Office Building Microgrid | Santa Clara | CA | Santa Clara | 95050 | Grid Connected | Continuous | Other Commercial | 2014 | 2014 | 1000 | 1000 | 0 | Fuel Cell | 0 | 0 | 0 | 0 | 1000 | 0 | 0 | 0 | 0 | TRUE | 0 | 2024
Bloom Energy | Office Building Microgrid | Folsom | CA | Sacramento | 95630 | Grid Connected | Continuous | Other Commercial | 2014 | 2014 | 750 | 750 | 0 | Fuel Cell | 0 | 0 | 0 | 0 | 750 | 0 | 0 | 0 | 0 | TRUE | 0 | 2024
Bloom Energy | Food & Beverage Facility Microgrid | Fairfield | CA | Solano | 94533 | Grid Connected | Continuous | Food & Beverage Processing | 2024 | 2024 | 250 | 250 | 0 | Fuel Cell | 0 | 0 | 0 | 0 | 250 | 0 | 0 | 0 | 0 | TRUE | 0 | 2024
Bloom Energy | Manufacturing Facility Microgrid | Bakersfield | CA | Kern | 93301 | Grid Connected | Continuous | Other Manufacturing | 2018 | 2018 | 500 | 500 | 0 | Fuel Cell | 0 | 0 | 0 | 0 | 500 | 0 | 0 | 0 | 0 | TRUE | 0 | 2024
Bloom Energy | Semiconductor Facility Microgrid | Livermore | CA | Alameda | 94551 | Grid Connected | Continuous | Electrical Equipment | 2021 | 2021 | 1400 | 1400 | 0 | Fuel Cell | 0 | 0 | 0 | 0 | 1400 | 0 | 0 | 0 | 0 | TRUE | 0 | 2024
Bloom Energy | Manufacturing Facility Microgrid | Milpitas | CA | Santa Clara | 95035 | Grid Connected | Continuous | Other Manufacturing | 2017 | 2017 | 1025 | 1025 | 0 | Fuel Cell | 0 | 0 | 0 | 0 | 1025 | 0 | 0 | 0 | 0 | TRUE | 0 | 2024
Bloom Energy | Distribution Center Microgrid | Rialto | CA | San Bernadino | 92376 | Grid Connected | Continuous | Retail/Wholesale | 2023 | 2023 | 900 | 900 | 0 | Fuel Cell | 0 | 0 | 0 | 0 | 900 | 0 | 0 | 0 | 0 | TRUE | 0 | 2024
Bloom Energy | Lab Microgrid | San Jose | CA | Santa Clara | 95110 | Grid Connected | Continuous | Research Facility | 2019 | 2019 | 1200 | 1200 | 0 | Fuel Cell | 0 | 0 | 0 | 0 | 1200 | 0 | 0 | 0 | 0 | TRUE | 0 | 2024
Bloom Energy | Data Center Microgrid | San Jose | CA | Santa Clara | 95110 | Grid Connected | Continuous | Data Center | 2015 | 2015 | 1000 | 1000 | 0 | Fuel Cell | 0 | 0 | 0 | 0 | 1000 | 0 | 0 | 0 | 0 | TRUE | 0 | 2024
Bloom Energy | Office Building Microgrid | Los Angeles | CA | Los Angeles | 90004 | Grid Connected | Continuous | Other Commercial | 2021 | 2021 | 1000 | 1000 | 0 | Fuel Cell | 0 | 0 | 0 | 0 | 1000 | 0 | 0 | 0 | 0 | TRUE | 0 | 2024
Bloom Energy | University Microgrid | Pasadena | CA | Los Angeles | 91101 | Grid Connected | Continuous | College/University | 2020 | 2020 | 1200 | 1200 | 0 | Fuel Cell | 0 | 0 | 0 | 0 | 1200 | 0 | 0 | 0 | 0 | TRUE | 0 | 2024
Bloom Energy | Food & Beverage Facility Microgrid | Union City | CA | Alameda | 94587 | Grid Connected | Continuous | Food & Beverage Processing | 2022 | 2022 | 2000 | 2000 | 0 | Fuel Cell | 0 | 0 | 0 | 0 | 2000 | 0 | 0 | 0 | 0 | TRUE | 0 | 2024
Bloom Energy | Transportation Facility Microgrid | Napa | CA | Napa | 94559 | Grid Connected | Continuous | Other Commercial | 2021 | 2021 | 300 | 300 | 0 | Fuel Cell | 0 | 0 | 0 | 0 | 300 | 0 | 0 | 0 | 0 | TRUE | 0 | 2024
Bloom Energy | Medical Facility Microgrid | Irvine | CA | Orange | 92614 | Grid Connected | Continuous | Hospital/Healthcare | 2024 | 2024 | 7800 | 7800 | 0 | Fuel Cell | 0 | 0 | 0 | 0 | 7800 | 0 | 0 | 0 | 0 | TRUE | 0 | 2024
Bloom Energy | Telecom Facility Microgrid | Hayward | CA | Alameda | 94541 | Grid Connected | Continuous | Other Commercial | 2016 | 2016 | 1000 | 1000 | 0 | Fuel Cell | 0 | 0 | 0 | 0 | 1000 | 0 | 0 | 0 | 0 | TRUE | 0 | 2024
Bloom Energy | Telecom Facility Microgrid | West Sacramento | CA | Yolo | 95691 | Grid Connected | Continuous | Other Commercial | 2016 | 2016 | 400 | 400 | 0 | Fuel Cell | 0 | 0 | 0 | 0 | 400 | 0 | 0 | 0 | 0 | TRUE | 0 | 2024
Bloom Energy | Telecom Facility Microgrid | Sherman Oaks | CA | Los Angeles | 91423 | Grid Connected | Continuous | Other Commercial | 2019 | 2019 | 1000 | 1000 | 0 | Fuel Cell | 0 | 0 | 0 | 0 | 1000 | 0 | 0 | 0 | 0 | TRUE | 0 | 2024
Bloom Energy | Apple Park Headquarters Microgrid | Cupertino | CA | Santa Clara | 95014 | Grid Connected | Continuous | Other Commercial | 2017 | 2014 | 21000 | 21000 | 0 | Solar, Fuel Cell, Storage | 0 | 17000 | 0 | 0 | 4000 | 0 | 0 | 0 | 0 | TRUE | 0 | 2024
Bloom Energy | Distribution Center Microgrid | San Bernardino | CA | San Bernadino | 92411 | Grid Connected | Continuous | Retail/Wholesale | 2014 | 2014 | 1000 | 1000 | 0 | Fuel Cell | 0 | 0 | 0 | 0 | 1000 | 0 | 0 | 0 | 0 | TRUE | 0 | 2024
Bloom Energy | Department Store Microgrid | Waterford | CT | New London | 06385 | Grid Connected | Continuous | Retail/Wholesale | 2014 | 2014 | 250 | 250 | 0 | Fuel Cell | 0 | 0 | 0 | 0 | 250 | 0 | 0 | 0 | 0 | TRUE | 0 | 2024
Bloom Energy | Department Store Microgrid | New Haven | CT | New Haven | 06511 | Grid Connected | Continuous | Retail/Wholesale | 2014 | 2014 | 400 | 400 | 0 | Fuel Cell | 0 | 0 | 0 | 0 | 400 | 0 | 0 | 0 | 0 | TRUE | 0 | 2024
Bloom Energy | Hardware Store Microgrid | North Haven | CT | New Haven | 06473 | Grid Connected | Continuous | Retail/Wholesale | 2018 | 2018 | 200 | 200 | 0 | Fuel Cell | 0 | 0 | 0 | 0 | 200 | 0 | 0 | 0 | 0 | TRUE | 0 | 2024
Bloom Energy | Hardware Store Microgrid | Orange | CT | New Haven | 06477 | Grid Connected | Continuous | Retail/Wholesale | 2019 | 2019 | 300 | 300 | 0 | Fuel Cell | 0 | 0 | 0 | 0 | 300 | 0 | 0 | 0 | 0 | TRUE | 0 | 2024
Bloom Energy | Hardware Store Microgrid | Glastonbury | CT | Hartford | 06033 | Grid Connected | Continuous | Retail/Wholesale | 2018 | 2018 | 200 | 200 | 0 | Fuel Cell | 0 | 0 | 0 | 0 | 200 | 0 | 0 | 0 | 0 | TRUE | 0 | 2024
Bloom Energy | University Microgrid | Waterbury | CT | New Haven | 06702 | Grid Connected | Continuous | College/University | 2024 | 2024 | 350 | 350 | 0 | Fuel Cell | 0 | 0 | 0 | 0 | 350 | 0 | 0 | 0 | 0 | TRUE | 0 | 2024
Bloom Energy | Department Store Microgrid | Cheshire | CT | New Haven | 06410 | Grid Connected | Continuous | Retail/Wholesale | 2013 | 2013 | 600 | 600 | 0 | Fuel Cell | 0 | 0 | 0 | 0 | 600 | 0 | 0 | 0 | 0 | TRUE | 0 | 2024
Bloom Energy | Manufacturing Facility Microgrid | Simsbury | CT | Hartford | 06070 | Grid Connected | Continuous | Other Manufacturing | 2021 | 2021 | 500 | 500 | 0 | Fuel Cell | 0 | 0 | 0 | 0 | 500 | 0 | 0 | 0 | 0 | TRUE | 0 | 2024
Bloom Energy | Data Center Microgrid | Trumbull | CT | Fairfield | 06611 | Grid Connected | Continuous | Data Center | 2018 | 2018 | 2000 | 2000 | 0 | Fuel Cell | 0 | 0 | 0 | 0 | 2000 | 0 | 0 | 0 | 0 | TRUE | 0 | 2024
Bloom Energy | University Microgrid | Manchester | CT | Hartford | 06040 | Grid Connected | Continuous | College/University | 2024 | 2024 | 250 | 250 | 0 | Fuel Cell | 0 | 0 | 0 | 0 | 250 | 0 | 0 | 0 | 0 | TRUE | 0 | 2024
Bloom Energy | Office Building Microgrid | Hartford | CT | Hartford | 06106 | Grid Connected | Continuous | Other Commercial | 2016 | 2016 | 800 | 800 | 0 | Fuel Cell | 0 | 0 | 0 | 0 | 800 | 0 | 0 | 0 | 0 | TRUE | 0 | 2024
Bloom Energy | Office Building Microgrid | Berlin | CT | Hartford | 06037 | Grid Connected | Continuous | Other Commercial | 2015 | 2015 | 400 | 400 | 0 | Fuel Cell | 0 | 0 | 0 | 0 | 400 | 0 | 0 | 0 | 0 | TRUE | 0 | 2024
Bloom Energy | University Microgrid | New Britain | CT | Hartford | 06053 | Grid Connected | Continuous | College/University | 2024 | 2024 | 2000 | 2000 | 0 | Fuel Cell | 0 | 0 | 0 | 0 | 2000 | 0 | 0 | 0 | 0 | TRUE | 0 | 2024
Bloom Energy | Warehouse Microgrid | Plainville | CT | Hartford | 06062 | Grid Connected | Continuous | Warehouse/Cold Storage | 2023 | 2023 | 2000 | 2000 | 0 | Fuel Cell | 0 | 0 | 0 | 0 | 2000 | 0 | 0 | 0 | 0 | TRUE | 0 | 2024
Bloom Energy | Data Center Microgrid | Newark | DE | New Castle | 19717 | Grid Connected | Continuous | Data Center | 2016 | 2016 | 500 | 500 | 0 | Fuel Cell | 0 | 0 | 0 | 0 | 500 | 0 | 0 | 0 | 0 | TRUE | 0 | 2024
Bloom Energy | Manufacturing Facility Microgrid | Newark | DE | New Castle | 19717 | Grid Connected | Continuous | Other Manufacturing | 2014 | 2014 | 250 | 250 | 0 | Fuel Cell | 0 | 0 | 0 | 0 | 250 | 0 | 0 | 0 | 0 | TRUE | 0 | 2024
Bloom Energy | Hardware Store Microgrid | Saugus | MA | Essex | 01906 | Grid Connected | Continuous | Retail/Wholesale | 2018 | 2018 | 200 | 200 | 0 | Fuel Cell | 0 | 0 | 0 | 0 | 200 | 0 | 0 | 0 | 0 | TRUE | 0 | 2024
Bloom Energy | Hardware Store Microgrid | Methuen | MA | Essex | 01844 | Grid Connected | Continuous | Retail/Wholesale | 2018 | 2018 | 200 | 200 | 0 | Fuel Cell | 0 | 0 | 0 | 0 | 200 | 0 | 0 | 0 | 0 | TRUE | 0 | 2024
Bloom Energy | Hardware Store Microgrid | Marlborough | MA | Middlesex | 01752 | Grid Connected | Continuous | Retail/Wholesale | 2018 | 2018 | 200 | 200 | 0 | Fuel Cell | 0 | 0 | 0 | 0 | 200 | 0 | 0 | 0 | 0 | TRUE | 0 | 2024
Bloom Energy | Hardware Store Microgrid | West Roxbury | MA | Suffolk | 02132 | Grid Connected | Continuous | Retail/Wholesale | 2018 | 2018 | 200 | 200 | 0 | Fuel Cell | 0 | 0 | 0 | 0 | 200 | 0 | 0 | 0 | 0 | TRUE | 0 | 2024
Bloom Energy | Hardware Store Microgrid | Avon | MA | Norfolk | 02322 | Grid Connected | Continuous | Retail/Wholesale | 2018 | 2018 | 200 | 200 | 0 | Fuel Cell | 0 | 0 | 0 | 0 | 200 | 0 | 0 | 0 | 0 | TRUE | 0 | 2024
Bloom Energy | Hardware Store Microgrid | East Wareham | MA | Plymouth | 02538 | Grid Connected | Continuous | Retail/Wholesale | 2018 | 2018 | 200 | 200 | 0 | Fuel Cell | 0 | 0 | 0 | 0 | 200 | 0 | 0 | 0 | 0 | TRUE | 0 | 2024
Bloom Energy | Hardware Store Microgrid | Plymouth | MA | Plymouth | 02360 | Grid Connected | Continuous | Retail/Wholesale | 2017 | 2017 | 200 | 200 | 0 | Fuel Cell | 0 | 0 | 0 | 0 | 200 | 0 | 0 | 0 | 0 | TRUE | 0 | 2024
Bloom Energy | Hardware Store Microgrid | Quincy | MA | Norfolk | 02169 | Grid Connected | Continuous | Retail/Wholesale | 2018 | 2018 | 200 | 200 | 0 | Fuel Cell | 0 | 0 | 0 | 0 | 200 | 0 | 0 | 0 | 0 | TRUE | 0 | 2024
Bloom Energy | Hardware Store Microgrid | Worcester | MA | Worcester | 01609 | Grid Connected | Continuous | Retail/Wholesale | 2018 | 2018 | 200 | 200 | 0 | Fuel Cell | 0 | 0 | 0 | 0 | 200 | 0 | 0 | 0 | 0 | TRUE | 0 | 2024
Bloom Energy | Hardware Store Microgrid | Wilbraham | MA | Hampden | 01095 | Grid Connected | Continuous | Retail/Wholesale | 2018 | 2018 | 200 | 200 | 0 | Fuel Cell | 0 | 0 | 0 | 0 | 200 | 0 | 0 | 0 | 0 | TRUE | 0 | 2024
Bloom Energy | Hardware Store Microgrid | Boston | MA | Suffolk | 02121 | Grid Connected | Continuous | Retail/Wholesale | 2019 | 2019 | 200 | 200 | 0 | Fuel Cell | 0 | 0 | 0 | 0 | 200 | 0 | 0 | 0 | 0 | TRUE | 0 | 2024
Bloom Energy | Hardware Store Microgrid | North Dartmouth | MA | Bristol | 02747 | Grid Connected | Continuous | Retail/Wholesale | 2018 | 2018 | 200 | 200 | 0 | Fuel Cell | 0 | 0 | 0 | 0 | 200 | 0 | 0 | 0 | 0 | TRUE | 0 | 2024
Bloom Energy | Hardware Store Microgrid | Seekonk | MA | Bristol | 02771 | Grid Connected | Continuous | Retail/Wholesale | 2017 | 2017 | 200 | 200 | 0 | Fuel Cell | 0 | 0 | 0 | 0 | 200 | 0 | 0 | 0 | 0 | TRUE | 0 | 2024
Bloom Energy | Hardware Store Microgrid | South Attleboro | MA | Bristol | 02703 | Grid Connected | Continuous | Retail/Wholesale | 2018 | 2018 | 200 | 200 | 0 | Fuel Cell | 0 | 0 | 0 | 0 | 200 | 0 | 0 | 0 | 0 | TRUE | 0 | 2024
Bloom Energy | Sporting Facility Microgrid | Chicopee | MA | Hampden | 01020 | Grid Connected | Continuous | Recreation | 2023 | 2023 | 4100 | 4100 | 0 | Fuel Cell | 0 | 0 | 0 | 0 | 4100 | 0 | 0 | 0 | 0 | TRUE | 0 | 2024
Bloom Energy | Grocery Store Microgrid | Mashpee | MA | Barnstable | 02649 | Grid Connected | Continuous | Food Store | 2020 | 2020 | 200 | 200 | 0 | Fuel Cell | 0 | 0 | 0 | 0 | 200 | 0 | 0 | 0 | 0 | TRUE | 0 | 2024
Bloom Energy | Grocery Store Microgrid | Marstons Mills | MA | Barnstable | 02648 | Grid Connected | Continuous | Food Store | 2020 | 2020 | 200 | 200 | 0 | Fuel Cell | 0 | 0 | 0 | 0 | 200 | 0 | 0 | 0 | 0 | TRUE | 0 | 2024
Bloom Energy | Grocery Store Microgrid | Hyannis | MA | Barnstable | 02601 | Grid Connected | Continuous | Food Store | 2020 | 2020 | 250 | 250 | 0 | Fuel Cell | 0 | 0 | 0 | 0 | 250 | 0 | 0 | 0 | 0 | TRUE | 0 | 2024
Bloom Energy | Grocery Store Microgrid | Norwell | MA | Plymouth | 02061 | Grid Connected | Continuous | Food Store | 2020 | 2020 | 250 | 250 | 0 | Fuel Cell | 0 | 0 | 0 | 0 | 250 | 0 | 0 | 0 | 0 | TRUE | 0 | 2024
Bloom Energy | Grocery Store Microgrid | East Falmouth | MA | Barnstable | 02536 | Grid Connected | Continuous | Food Store | 2020 | 2020 | 250 | 250 | 0 | Fuel Cell | 0 | 0 | 0 | 0 | 250 | 0 | 0 | 0 | 0 | TRUE | 0 | 2024
Bloom Energy | Grocery Store Microgrid | Plainville | MA | Norfolk | 02762 | Grid Connected | Continuous | Food Store | 2021 | 2021 | 200 | 200 | 0 | Fuel Cell | 0 | 0 | 0 | 0 | 200 | 0 | 0 | 0 | 0 | TRUE | 0 | 2024
Bloom Energy | Grocery Store Microgrid | East Wareham | MA | Plymouth | 02538 | Grid Connected | Continuous | Food Store | 2020 | 2020 | 250 | 250 | 0 | Fuel Cell | 0 | 0 | 0 | 0 | 250 | 0 | 0 | 0 | 0 | TRUE | 0 | 2024
Bloom Energy | Grocery Store Microgrid | Whitman | MA | Plymouth | 02382 | Grid Connected | Continuous | Food Store | 2021 | 2021 | 200 | 200 | 0 | Fuel Cell | 0 | 0 | 0 | 0 | 200 | 0 | 0 | 0 | 0 | TRUE | 0 | 2024
Bloom Energy | Grocery Store Microgrid | Harwich | MA | Barnstable | 02645 | Grid Connected | Continuous | Food Store | 2020 | 2020 | 250 | 250 | 0 | Fuel Cell | 0 | 0 | 0 | 0 | 250 | 0 | 0 | 0 | 0 | TRUE | 0 | 2024
Bloom Energy | Grocery Store Microgrid | Orleans | MA | Barnstable | 02653 | Grid Connected | Continuous | Food Store | 2021 | 2021 | 250 | 250 | 0 | Fuel Cell | 0 | 0 | 0 | 0 | 250 | 0 | 0 | 0 | 0 | TRUE | 0 | 2024
Bloom Energy | Grocery Store Microgrid | Sandwich | MA | Barnstable | 02563 | Grid Connected | Continuous | Food Store | 2020 | 2020 | 250 | 250 | 0 | Fuel Cell | 0 | 0 | 0 | 0 | 250 | 0 | 0 | 0 | 0 | TRUE | 0 | 2024
Bloom Energy | Grocery Store Microgrid | Quincy | MA | Norfolk | 02169 | Grid Connected | Continuous | Food Store | 2020 | 2020 | 250 | 250 | 0 | Fuel Cell | 0 | 0 | 0 | 0 | 250 | 0 | 0 | 0 | 0 | TRUE | 0 | 2024
Bloom Energy | Data Center Microgrid | Warren | NJ | Somerset | 07059 | Grid Connected | Continuous | Data Center | 2018 | 2018 | 1250 | 1250 | 0 | Fuel Cell | 0 | 0 | 0 | 0 | 1250 | 0 | 0 | 0 | 0 | TRUE | 0 | 2024
Bloom Energy | Data Center Microgrid | Warren | NJ | Somerset | 07059 | Grid Connected | Continuous | Data Center | 2018 | 2018 | 1250 | 1250 | 0 | Fuel Cell | 0 | 0 | 0 | 0 | 1250 | 0 | 0 | 0 | 0 | TRUE | 0 | 2024
Bloom Energy | Office Building Microgrid | Princeton | NJ | Mercer | 08542 | Grid Connected | Continuous | Other Commercial | 2015 | 2015 | 750 | 750 | 0 | Fuel Cell | 0 | 0 | 0 | 0 | 750 | 0 | 0 | 0 | 0 | TRUE | 0 | 2024
Bloom Energy | Utility Microgrid | Budd Lake | NJ | Morris | 07828 | Grid Connected | Continuous | Utility | 2022 | 2022 | 4500 | 4500 | 0 | Fuel Cell | 0 | 0 | 0 | 0 | 4500 | 0 | 0 | 0 | 0 | TRUE | 0 | 2024
Bloom Energy | Hardware Store Microgrid | Rensselaer | NY | Rensselaer | 12144 | Grid Connected | Continuous | Retail/Wholesale | 2018 | 2018 | 200 | 200 | 0 | Fuel Cell | 0 | 0 | 0 | 0 | 200 | 0 | 0 | 0 | 0 | TRUE | 0 | 2024
Bloom Energy | Hardware Store Microgrid | Schenectady | NY | Schenectady | 12307 | Grid Connected | Continuous | Retail/Wholesale | 2018 | 2018 | 200 | 200 | 0 | Fuel Cell | 0 | 0 | 0 | 0 | 200 | 0 | 0 | 0 | 0 | TRUE | 0 | 2024
Bloom Energy | Hardware Store Microgrid | Albany | NY | Albany | 12203 | Grid Connected | Continuous | Retail/Wholesale | 2018 | 2018 | 200 | 200 | 0 | Fuel Cell | 0 | 0 | 0 | 0 | 200 | 0 | 0 | 0 | 0 | TRUE | 0 | 2024
Bloom Energy | Hardware Store Microgrid | Albany | NY | Albany | 12203 | Grid Connected | Continuous | Retail/Wholesale | 2018 | 2018 | 200 | 200 | 0 | Fuel Cell | 0 | 0 | 0 | 0 | 200 | 0 | 0 | 0 | 0 | TRUE | 0 | 2024
Bloom Energy | Hardware Store Microgrid | Syracuse | NY | Onondaga | 13202 | Grid Connected | Continuous | Retail/Wholesale | 2018 | 2018 | 200 | 200 | 0 | Fuel Cell | 0 | 0 | 0 | 0 | 200 | 0 | 0 | 0 | 0 | TRUE | 0 | 2024
Bloom Energy | Hardware Store Microgrid | Camillus | NY | Onondaga | 13031 | Grid Connected | Continuous | Retail/Wholesale | 2018 | 2018 | 200 | 200 | 0 | Fuel Cell | 0 | 0 | 0 | 0 | 200 | 0 | 0 | 0 | 0 | TRUE | 0 | 2024
Bloom Energy | Hardware Store Microgrid | New Hartford | NY | Oneida | 13413 | Grid Connected | Continuous | Retail/Wholesale | 2018 | 2018 | 200 | 200 | 0 | Fuel Cell | 0 | 0 | 0 | 0 | 200 | 0 | 0 | 0 | 0 | TRUE | 0 | 2024
Bloom Energy | Hardware Store Microgrid | Cicero | NY | Onondaga | 13039 | Grid Connected | Continuous | Retail/Wholesale | 2018 | 2018 | 200 | 200 | 0 | Fuel Cell | 0 | 0 | 0 | 0 | 200 | 0 | 0 | 0 | 0 | TRUE | 0 | 2024
Bloom Energy | Hardware Store Microgrid | Liverpool | NY | Onondaga | 13088 | Grid Connected | Continuous | Retail/Wholesale | 2018 | 2018 | 200 | 200 | 0 | Fuel Cell | 0 | 0 | 0 | 0 | 200 | 0 | 0 | 0 | 0 | TRUE | 0 | 2024
Bloom Energy | Hardware Store Microgrid | Hawthorne | NY | Westchester | 10532 | Grid Connected | Continuous | Retail/Wholesale | 2017 | 2017 | 200 | 200 | 0 | Fuel Cell | 0 | 0 | 0 | 0 | 200 | 0 | 0 | 0 | 0 | TRUE | 0 | 2024
Bloom Energy | Hardware Store Microgrid | Brooklyn | NY | Kings | 11213 | Grid Connected | Continuous | Retail/Wholesale | 2016 | 2016 | 200 | 200 | 0 | Fuel Cell | 0 | 0 | 0 | 0 | 200 | 0 | 0 | 0 | 0 | TRUE | 0 | 2024
Bloom Energy | Hardware Store Microgrid | South Ozone Park | NY | Queens | 11420 | Grid Connected | Continuous | Retail/Wholesale | 2017 | 2017 | 200 | 200 | 0 | Fuel Cell | 0 | 0 | 0 | 0 | 200 | 0 | 0 | 0 | 0 | TRUE | 0 | 2024
Bloom Energy | Hardware Store Microgrid | Mohegan Lake | NY | Westchester | 10547 | Grid Connected | Continuous | Retail/Wholesale | 2016 | 2016 | 200 | 200 | 0 | Fuel Cell | 0 | 0 | 0 | 0 | 200 | 0 | 0 | 0 | 0 | TRUE | 0 | 2024
Bloom Energy | Hardware Store Microgrid | Brooklyn | NY | Kings | 11213 | Grid Connected | Continuous | Retail/Wholesale | 2016 | 2016 | 200 | 200 | 0 | Fuel Cell | 0 | 0 | 0 | 0 | 200 | 0 | 0 | 0 | 0 | TRUE | 0 | 2024
Bloom Energy | Hardware Store Microgrid | Staten Island | NY | Richmond | 10314 | Grid Connected | Continuous | Retail/Wholesale | 2016 | 2016 | 200 | 200 | 0 | Fuel Cell | 0 | 0 | 0 | 0 | 200 | 0 | 0 | 0 | 0 | TRUE | 0 | 2024
Bloom Energy | Hardware Store Microgrid | State Island | NY | Richmond | 10314 | Grid Connected | Continuous | Retail/Wholesale | 2016 | 2016 | 200 | 200 | 0 | Fuel Cell | 0 | 0 | 0 | 0 | 200 | 0 | 0 | 0 | 0 | TRUE | 0 | 2024
Bloom Energy | Pharmaceutical Company Microgrid | Tarrytown | NY | Westchester | 10591 | Grid Connected | Continuous | Other Commercial | 2018 | 2018 | 1500 | 1500 | 0 | Fuel Cell | 0 | 0 | 0 | 0 | 1500 | 0 | 0 | 0 | 0 | TRUE | 0 | 2024
Bloom Energy | Office Building Microgrid | Purchase | NY | Westchester | 10577 | Grid Connected | Continuous | Other Commercial | 2014 | 2014 | 250 | 250 | 0 | Fuel Cell | 0 | 0 | 0 | 0 | 250 | 0 | 0 | 0 | 0 | TRUE | 0 | 2024
Bloom Energy | Telecom Facility Microgrid | Huntington | NY | Suffolk | 11743 | Grid Connected | Continuous | Other Commercial | 2017 | 2017 | 1000 | 1000 | 0 | Fuel Cell | 0 | 0 | 0 | 0 | 1000 | 0 | 0 | 0 | 0 | TRUE | 0 | 2024
Bloom Energy | Telecom Facility Microgrid | Bethpage | NY | Nassau | 11714 | Grid Connected | Continuous | Other Commercial | 2020 | 2020 | 900 | 900 | 0 | Fuel Cell | 0 | 0 | 0 | 0 | 900 | 0 | 0 | 0 | 0 | TRUE | 0 | 2024
Bloom Energy | Grocery Store Microgrid | Deer Park | NY | Suffolk | 11729 | Grid Connected | Continuous | Food Store | 2021 | 2021 | 250 | 250 | 0 | Fuel Cell | 0 | 0 | 0 | 0 | 250 | 0 | 0 | 0 | 0 | TRUE | 0 | 2024
Bloom Energy | Grocery Store Microgrid | Oceanside | NY | Nassau | 11572 | Grid Connected | Continuous | Food Store | 2021 | 2021 | 200 | 200 | 0 | Fuel Cell | 0 | 0 | 0 | 0 | 200 | 0 | 0 | 0 | 0 | TRUE | 0 | 2024
Bloom Energy | Grocery Store Microgrid | Port Washington | NY | Nassau | 11050 | Grid Connected | Continuous | Food Store | 2021 | 2021 | 250 | 250 | 0 | Fuel Cell | 0 | 0 | 0 | 0 | 250 | 0 | 0 | 0 | 0 | TRUE | 0 | 2024
Bloom Energy | Grocery Store Microgrid | Medford | NY | Suffolk | 11763 | Grid Connected | Continuous | Food Store | 2021 | 2021 | 350 | 350 | 0 | Fuel Cell | 0 | 0 | 0 | 0 | 350 | 0 | 0 | 0 | 0 | TRUE | 0 | 2024
Bloom Energy | Grocery Store Microgrid | Amityville | NY | Suffolk | 11701 | Grid Connected | Continuous | Food Store | 2020 | 2020 | 250 | 250 | 0 | Fuel Cell | 0 | 0 | 0 | 0 | 250 | 0 | 0 | 0 | 0 | TRUE | 0 | 2024
Bloom Energy | Grocery Store Microgrid | Miller Place | NY | Suffolk | 11764 | Grid Connected | Continuous | Food Store | 2020 | 2020 | 300 | 300 | 0 | Fuel Cell | 0 | 0 | 0 | 0 | 300 | 0 | 0 | 0 | 0 | TRUE | 0 | 2024
Bloom Energy | Grocery Store Microgrid | Smithtown | NY | Suffolk | 11787 | Grid Connected | Continuous | Food Store | 2020 | 2020 | 250 | 250 | 0 | Fuel Cell | 0 | 0 | 0 | 0 | 250 | 0 | 0 | 0 | 0 | TRUE | 0 | 2024
Bloom Energy | Grocery Store Microgrid | Farmingville | NY | Suffolk | 11738 | Grid Connected | Continuous | Food Store | 2021 | 2021 | 250 | 250 | 0 | Fuel Cell | 0 | 0 | 0 | 0 | 250 | 0 | 0 | 0 | 0 | TRUE | 0 | 2024
Bloom Energy | Grocery Store Microgrid | Farmingdale | NY | Suffolk | 11738 | Grid Connected | Continuous | Food Store | 2020 | 2020 | 250 | 250 | 0 | Fuel Cell | 0 | 0 | 0 | 0 | 250 | 0 | 0 | 0 | 0 | TRUE | 0 | 2024
Bloom Energy | Grocery Store Microgrid | North Bellmore | NY | Nassau | 11710 | Grid Connected | Continuous | Food Store | 2021 | 2021 | 200 | 200 | 0 | Fuel Cell | 0 | 0 | 0 | 0 | 200 | 0 | 0 | 0 | 0 | TRUE | 0 | 2024
Bloom Energy | Grocery Store Microgrid | Levittown | NY | Nassau | 11756 | Grid Connected | Continuous | Food Store | 2021 | 2021 | 250 | 250 | 0 | Fuel Cell | 0 | 0 | 0 | 0 | 250 | 0 | 0 | 0 | 0 | TRUE | 0 | 2024
Bloom Energy | Grocery Store Microgrid | Riverhead | NY | Suffolk | 11901 | Grid Connected | Continuous | Food Store | 2021 | 2021 | 250 | 250 | 0 | Fuel Cell | 0 | 0 | 0 | 0 | 250 | 0 | 0 | 0 | 0 | TRUE | 0 | 2024
Bloom Energy | Grocery Store Microgrid | Oceanside | NY | Nassau | 11572 | Grid Connected | Continuous | Food Store | 2020 | 2020 | 250 | 250 | 0 | Fuel Cell | 0 | 0 | 0 | 0 | 250 | 0 | 0 | 0 | 0 | TRUE | 0 | 2024
Bloom Energy | Grocery Store Microgrid | Mount Vernon | NY | Westchester | 10550 | Grid Connected | Continuous | Food Store | 2014 | 2014 | 250 | 250 | 0 | Fuel Cell | 0 | 0 | 0 | 0 | 250 | 0 | 0 | 0 | 0 | TRUE | 0 | 2024
Bloom Energy | Grocery Store Microgrid | Peekskill | NY | Westchester | 10566 | Grid Connected | Continuous | Food Store | 2015 | 2015 | 200 | 200 | 0 | Fuel Cell | 0 | 0 | 0 | 0 | 200 | 0 | 0 | 0 | 0 | TRUE | 0 | 2024
Bloom Energy | Data Center Microgrid | Ashburn | VA | Loudoun | 20147 | Grid Connected | Continuous | Data Center | 2021 | 2021 | 600 | 600 | 0 | Fuel Cell | 0 | 0 | 0 | 0 | 600 | 0 | 0 | 0 | 0 | TRUE | 0 | 2024
Pennsylvania State Employees Credit Union (PSECU) | PSECU Building and Data Center | Harrisburg | PA | Dauphin | 17101 | Grid Connected | Continuous | Data Center | 2013 | 2013 | 800 | 800 | 0 | CHP | 800 | 0 | 0 | 0 | 0 | 0 | 0 | 0 | 0 | TRUE | 0 | 2024
GEM Energy | University of Toledo Data Center | Toledo | OH | Lucas | 43606 | Grid Connected | Continuous | Data Center | 2012 | 2012 | 260 | 260 | 0 | CHP, Storage | 260 | 0 | 0 | 0 | 0 | 0 | 0 | 0 | 0 | TRUE | 0 | 2024
GEM Energy | Syracuse University - South Campus Data Center | Syracuse | NY | Onandaga | 13210 | Grid Connected | Continuous | Data Center | 2011 | 2011 | 780 | 780 | 0 | CHP, Storage | 780 | 0 | 0 | 0 | 0 | 0 | 0 | 0 | 0 | TRUE | 0 | 2024
First National Bank of Omaha | First National Bank of Omaha Computing Facility/Data Center | Omaha | NE | Douglas | 68197 | Grid Connected | Continuous | Data Center | 2013 | 2013 | 3300 | 3300 | 0 | CHP, Diesel, Storage | 800 | 0 | 0 | 0 | 0 | 2500 | 0 | 0 | 0 | TRUE | 0 | 2024
Wisconsin Office of Sustainable and Clean Energy and Office of Rural Prosperity | Bayfield County Microgrid | Washburn | WI | Bayfield | 54891 | Grid Connected | Conditional | City/Community | 2023 | 2023 | 116 | 116 | 0 | Solar, Diesel, Storage | 0 | 116 | 0 | 0 | 0 | 0 | 0 | 0 | 0 | FALSE | 0 | 2024
Middlesex County Utilities Authority (MCUA) | Sayreville Wastewater Pumping Station Microgrid | Sayreville | NJ | Middlesex | 08872 | Grid Connected | Conditional | Water Supply/Treatment | 2021 | 2021 | 9500 | 9500 | 0 | Diesel, Natural Gas | 0 | 0 | 0 | 0 | 0 | 7500 | 2000 | 0 | 0 | TRUE | 0 | 2024
Strack & Van Til | Strack & Van Til Highland Microgrid | Highland | IN | Lake | 46322 | Grid Connected | Continuous | Food Store | 2024 | 2024 | 130 | 130 | 0 | CHP | 130 | 0 | 0 | 0 | 0 | 0 | 0 | 0 | 0 | TRUE | 0 | 2024
City of Menlo Park | Belle Haven Community Campus Microgrid | Menlo Park | CA |  | 94025 | Grid Connected | Conditional | City/Community | 2024 | 2024 | 913 | 546 | 367 | Solar, Storage | 0 | 546 | 0 | 0 | 0 | 0 | 0 | 0 | 0 | FALSE | 1468 | 2024
Our Table Cooperative | Lettuce Shine Project | Sherwood | OR | Washington | 97140 | Grid Connected | Conditional | Agriculture | 2024 | 2024 | 76 | 76 | 0 | Solar, Storage | 0 | 76 | 0 | 0 | 0 | 0 | 0 | 0 | 0 | TRUE | 0 | 2024
Abbvie | Abbvie Manufacturing, Waco | Waco | TX | McLennan | 76712 | Grid Connected | Conditional | Chemicals | 2023 | 2023 | 5600 | 5600 | 0 | Natural Gas | 0 | 0 | 0 | 0 | 0 | 0 | 5600 | 0 | 0 | TRUE | 0 | 2024
Chick-fil-A | Chick-fil-A Supply Distribution Center | Hutchins | TX | Dallas | 75141 | Grid Connected | Conditional | Retail/Wholesale | 2024 | 2024 | 6000 | 6000 | 0 | Natural Gas | 0 | 0 | 0 | 0 | 0 | 0 | 6000 | 0 | 0 | TRUE | 0 | 2024
Children's Health | Children's Medical Center Plano #1 | Plano | TX | Collin | 75024 | Grid Connected | Conditional | Hospital/Healthcare | 2024 | 2024 | 3200 | 3200 | 0 | Natural Gas | 0 | 0 | 0 | 0 | 0 | 0 | 3200 | 0 | 0 | TRUE | 0 | 2024
Children's Health | Children's Medical Center Plano #2 | Plano | TX | Collin | 75024 | Grid Connected | Conditional | Hospital/Healthcare | 2024 | 2024 | 3200 | 3200 | 0 | Natural Gas | 0 | 0 | 0 | 0 | 0 | 0 | 3200 | 0 | 0 | TRUE | 0 | 2024
Department of Water Resources (DWR) | Modesto Irrigation District | Modesto | CA | Stanislaus | 95357 | Grid Connected | Conditional | Water Supply/Treatment | 2023 | 2023 | 49200 | 49200 | 0 | Natural Gas | 0 | 0 | 0 | 0 | 0 | 0 | 49200 | 0 | 0 | TRUE | 0 | 2024
Department of Water Resources (DWR) | Turlock Irrigation District | Patterson | CA | Stanislaus | 95363 | Grid Connected | Conditional | Water Supply/Treatment | 2024 | 2024 | 48000 | 48000 | 0 | Natural Gas | 0 | 0 | 0 | 0 | 0 | 0 | 48000 | 0 | 0 | TRUE | 0 | 2024
ENT | Copeland Tower Living | Metairie | LA | Jefferson | 70002 | Grid Connected | Conditional | Multi-Family Building | 2023 | 2023 | 1200 | 1200 | 0 | Natural Gas | 0 | 0 | 0 | 0 | 0 | 0 | 1200 | 0 | 0 | TRUE | 0 | 2024
H-E-B | H-E-B 00792 | Katy | TX | Harris | 77449 | Grid Connected | Conditional | Retail/Wholesale | 2023 | 2023 | 800 | 800 | 0 | Natural Gas | 0 | 0 | 0 | 0 | 0 | 0 | 800 | 0 | 0 | TRUE | 0 | 2024
H-E-B | H-E-B 0055 | Southlake | TX | Tarrant | 76092 | Grid Connected | Conditional | Retail/Wholesale | 2023 | 2023 | 1200 | 1200 | 0 | Natural Gas | 0 | 0 | 0 | 0 | 0 | 0 | 1200 | 0 | 0 | TRUE | 0 | 2024
H-E-B | H-E-B 00797 | Katy | TX | Harris | 77493 | Grid Connected | Conditional | Retail/Wholesale | 2024 | 2024 | 1200 | 1200 | 0 | Natural Gas | 0 | 0 | 0 | 0 | 0 | 0 | 1200 | 0 | 0 | TRUE | 0 | 2024
H-E-B | H-E-B 00798 | Humble | TX | Harris | 77346 | Grid Connected | Conditional | Retail/Wholesale | 2024 | 2024 | 1200 | 1200 | 0 | Natural Gas | 0 | 0 | 0 | 0 | 0 | 0 | 1200 | 0 | 0 | TRUE | 0 | 2024
H-E-B | H-E-B 00801 | Fort Worth | TX | Tarrant | 76244 | Grid Connected | Conditional | Retail/Wholesale | 2024 | 2024 | 1200 | 1200 | 0 | Natural Gas | 0 | 0 | 0 | 0 | 0 | 0 | 1200 | 0 | 0 | TRUE | 0 | 2024
H-E-B | H-E-B 00779 | Houston | TX | Harris | 77033 | Grid Connected | Conditional | Retail/Wholesale | 2024 | 2024 | 1200 | 1200 | 0 | Natural Gas | 0 | 0 | 0 | 0 | 0 | 0 | 1200 | 0 | 0 | TRUE | 0 | 2024
H-E-B | H-E-B 00750 | Mansfield | TX | Tarrant | 76063 | Grid Connected | Conditional | Retail/Wholesale | 2024 | 2024 | 1200 | 1200 | 0 | Natural Gas | 0 | 0 | 0 | 0 | 0 | 0 | 1200 | 0 | 0 | TRUE | 0 | 2024
H-E-B | H-E-B 00646 | Houston | TX | Harris | 77092 | Grid Connected | Conditional | Retail/Wholesale | 2024 | 2024 | 800 | 800 | 0 | Natural Gas | 0 | 0 | 0 | 0 | 0 | 0 | 800 | 0 | 0 | TRUE | 0 | 2024
H-E-B | H-E-B 00803 | Dallas | TX | Dallas | 75237 | Grid Connected | Conditional | Retail/Wholesale | 2024 | 2024 | 800 | 800 | 0 | Natural Gas | 0 | 0 | 0 | 0 | 0 | 0 | 800 | 0 | 0 | TRUE | 0 | 2024
H-E-B | H-E-B 00802 | Frisco | TX | Collin | 75033 | Grid Connected | Conditional | Retail/Wholesale | 2024 | 2024 | 1200 | 1200 | 0 | Natural Gas | 0 | 0 | 0 | 0 | 0 | 0 | 1200 | 0 | 0 | TRUE | 0 | 2024
H-E-B | H-E-B Plus! 00793 | Boerne | TX | Bexar | 78006 | Grid Connected | Conditional | Retail/Wholesale | 2024 | 2024 | 1200 | 1200 | 0 | Natural Gas | 0 | 0 | 0 | 0 | 0 | 0 | 1200 | 0 | 0 | TRUE | 0 | 2024
MP Materials Corp. | MP Materials Rare Earth Metal, Alloy, and Magnet Manufacturing Facility | Fort Worth | TX | Tarrant | 76177 | Grid Connected | Conditional | Fabricated Metals | 2023 | 2024 | 8000 | 8000 | 0 | Natural Gas | 0 | 0 | 0 | 0 | 0 | 0 | 8000 | 0 | 0 | TRUE | 0 | 2024
Power Depot Group A (PDA) | Tumbleweed Distillate Fuel Oil Power Plant | Andrews | TX | Andrews | 79714 | Grid Connected | Conditional | Utility | 2013 | 2013 | 8025 | 8025 | 0 | Natural Gas | 0 | 0 | 0 | 0 | 0 | 0 | 8025 | 0 | 0 | TRUE | 0 | 2024
Power Depot Group A (PDA) | Frankel Distillate Fuel Oil Power Plant | Andrews | TX | Andrews | 79714 | Grid Connected | Conditional | Utility | 2013 | 2013 | 8025 | 8025 | 0 | Natural Gas | 0 | 0 | 0 | 0 | 0 | 0 | 8025 | 0 | 0 | TRUE | 0 | 2024
Power Depot Group A (PDA) | Clara Distillate Fuel Oil Power Plant | Houston | TX | Harris | 77041 | Grid Connected | Conditional | Utility | 2013 | 2013 | 8025 | 8025 | 0 | Natural Gas | 0 | 0 | 0 | 0 | 0 | 0 | 8025 | 0 | 0 | TRUE | 0 | 2024
Power Depot Group A (PDA) | Bakke Distillate Fuel Oil Power Plant | Andrews | TX | Andrews | 79714 | Grid Connected | Conditional | Utility | 2013 | 2013 | 8025 | 8025 | 0 | Natural Gas | 0 | 0 | 0 | 0 | 0 | 0 | 8025 | 0 | 0 | TRUE | 0 | 2024
Power Depot Group A (PDA) | Stonegate Distillate Fuel Oil Power Plant | Katy | TX | Fort Bend | 77494 | Grid Connected | Conditional | Utility | 2013 | 2013 | 8025 | 8025 | 0 | Natural Gas | 0 | 0 | 0 | 0 | 0 | 0 | 8025 | 0 | 0 | TRUE | 0 | 2024
Power Depot Group A (PDA) | Goldsmith Distillate Fuel Oil Power Plant | Goldsmith | TX | Ector | 79741 | Grid Connected | Conditional | Utility | 2013 | 2013 | 8025 | 8025 | 0 | Natural Gas | 0 | 0 | 0 | 0 | 0 | 0 | 8025 | 0 | 0 | TRUE | 0 | 2024
Power Depot Group A (PDA) | E. Porte Ct. Distillate Fuel Oil Power Plant | Harlingen | TX | Cameron | 78550 | Grid Connected | Conditional | Utility | 2013 | 2013 | 8025 | 8025 | 0 | Natural Gas | 0 | 0 | 0 | 0 | 0 | 0 | 8025 | 0 | 0 | TRUE | 0 | 2024
Power Depot Group A (PDA) | Vaquero Distillate Fuel Oil Power Plant | Harlingen | TX | Cameron | 78550 | Grid Connected | Conditional | Utility | 2013 | 2013 | 8025 | 8025 | 0 | Natural Gas | 0 | 0 | 0 | 0 | 0 | 0 | 8025 | 0 | 0 | TRUE | 0 | 2024
Power Depot Group A (PDA) | Villa Cavasos Distillate Fuel Oil Power Plant | Brownsville | TX | Cameron | 78520 | Grid Connected | Conditional | Utility | 2013 | 2013 | 8025 | 8025 | 0 | Natural Gas | 0 | 0 | 0 | 0 | 0 | 0 | 8025 | 0 | 0 | TRUE | 0 | 2024
Power Depot Group A (PDA) | N. Mary Francis Distillate Fuel Oil Power Plant | Odessa | TX | Ector | 79764 | Grid Connected | Conditional | Utility | 2013 | 2013 | 8025 | 8025 | 0 | Natural Gas | 0 | 0 | 0 | 0 | 0 | 0 | 8025 | 0 | 0 | TRUE | 0 | 2024
Power Depot Group A (PDA) | Ridge Rd Distillate Fuel Oil Power Plant | Alamo | TX | Hidalgo | 78516 | Grid Connected | Conditional | Utility | 2013 | 2013 | 8025 | 8025 | 0 | Natural Gas | 0 | 0 | 0 | 0 | 0 | 0 | 8025 | 0 | 0 | TRUE | 0 | 2024
Power Depot Group A (PDA) | Citrus City Distillate Fuel Oil Power Plant | Mission | TX | Hidalgo | 78574 | Grid Connected | Conditional | Utility | 2013 | 2013 | 8025 | 8025 | 0 | Natural Gas | 0 | 0 | 0 | 0 | 0 | 0 | 8025 | 0 | 0 | TRUE | 0 | 2024
Power Depot Group A (PDA) | Cutton Distillate Fuel Oil Power Plant | Houston | TX | Harris | 77066 | Grid Connected | Conditional | Utility | 2013 | 2013 | 8025 | 8025 | 0 | Natural Gas | 0 | 0 | 0 | 0 | 0 | 0 | 8025 | 0 | 0 | TRUE | 0 | 2024
Power Depot Group A (PDA) | Westover Distillate Fuel Oil Power Plant | Odessa | TX | Ector | 79763 | Grid Connected | Conditional | Utility | 2013 | 2013 | 8025 | 8025 | 0 | Natural Gas | 0 | 0 | 0 | 0 | 0 | 0 | 8025 | 0 | 0 | TRUE | 0 | 2024
Power Depot Group A (PDA) | Santa Rosa Distillate Fuel Oil Power Plant | Santa Rosa | TX | Cameron | 78593 | Grid Connected | Conditional | Utility | 2013 | 2013 | 8025 | 8025 | 0 | Natural Gas | 0 | 0 | 0 | 0 | 0 | 0 | 8025 | 0 | 0 | TRUE | 0 | 2024
Power Depot Group A (PDA) | Mckeever Distillate Fuel Oil Power Plant | Fresno | TX | Ft. Bend | 77545 | Grid Connected | Conditional | Utility | 2013 | 2013 | 8025 | 8025 | 0 | Natural Gas | 0 | 0 | 0 | 0 | 0 | 0 | 8025 | 0 | 0 | TRUE | 0 | 2024
Power Depot Group A (PDA) | Southwick Distillate Fuel Oil Power Plant | Houston | TX | Harris | 77047 | Grid Connected | Conditional | Utility | 2013 | 2013 | 8025 | 8025 | 0 | Natural Gas | 0 | 0 | 0 | 0 | 0 | 0 | 8025 | 0 | 0 | TRUE | 0 | 2024
Walmart, Inc. | Walmart 00915 | Stafford | TX | Fort Bend | 77477 | Grid Connected | Conditional | Retail/Wholesale | 2023 | 2023 | 1200 | 1200 | 0 | Natural Gas | 0 | 0 | 0 | 0 | 0 | 0 | 1200 | 0 | 0 | TRUE | 0 | 2024
Walmart, Inc. | Walmart 02706 | Harvey | LA | Jefferson | 70058 | Grid Connected | Conditional | Retail/Wholesale | 2023 | 2023 | 1200 | 1200 | 0 | Natural Gas | 0 | 0 | 0 | 0 | 0 | 0 | 1200 | 0 | 0 | TRUE | 0 | 2024
Walmart, Inc. | Walmart 06579 | Caney | TX | Matagorda | 77357 | Grid Connected | Conditional | Retail/Wholesale | 2023 | 2023 | 1200 | 1200 | 0 | Natural Gas | 0 | 0 | 0 | 0 | 0 | 0 | 1200 | 0 | 0 | TRUE | 0 | 2024
Walmart, Inc. | Walmart 00527 | Angleton | TX | Brazoria | 77515 | Grid Connected | Conditional | Retail/Wholesale | 2024 | 2024 | 800 | 800 | 0 | Natural Gas | 0 | 0 | 0 | 0 | 0 | 0 | 800 | 0 | 0 | TRUE | 0 | 2024
Walmart, Inc. | Walmart 00911 | Marrero | LA | Jefferson | 70072 | Grid Connected | Conditional | Retail/Wholesale | 2024 | 2024 | 1200 | 1200 | 0 | Natural Gas | 0 | 0 | 0 | 0 | 0 | 0 | 1200 | 0 | 0 | TRUE | 0 | 2024
Walmart, Inc. | Walmart 05774 | Houma | LA | Terrebonne | 70364 | Grid Connected | Conditional | Retail/Wholesale | 2024 | 2024 | 400 | 400 | 0 | Natural Gas | 0 | 0 | 0 | 0 | 0 | 0 | 400 | 0 | 0 | TRUE | 0 | 2024
Walmart, Inc. | Walmart 01163 | New Orleans | LA | Orleans | 70114 | Grid Connected | Conditional | Retail/Wholesale | 2024 | 2024 | 1200 | 1200 | 0 | Natural Gas | 0 | 0 | 0 | 0 | 0 | 0 | 1200 | 0 | 0 | TRUE | 0 | 2024
Walmart, Inc. | Walmart 05081 | Meraux | LA | Saint Bernard | 70075 | Grid Connected | Conditional | Retail/Wholesale | 2024 | 2024 | 400 | 400 | 0 | Natural Gas | 0 | 0 | 0 | 0 | 0 | 0 | 400 | 0 | 0 | TRUE | 0 | 2024
Walmart, Inc. | Walmart 01353 | Harahan | LA | Jefferson | 70123 | Grid Connected | Conditional | Retail/Wholesale | 2024 | 2024 | 1200 | 1200 | 0 | Natural Gas | 0 | 0 | 0 | 0 | 0 | 0 | 1200 | 0 | 0 | TRUE | 0 | 2024
Walmart, Inc. | Walmart 00909 | Chalmette | LA | Saint Bernard | 70043 | Grid Connected | Conditional | Retail/Wholesale | 2024 | 2024 | 1200 | 1200 | 0 | Natural Gas | 0 | 0 | 0 | 0 | 0 | 0 | 1200 | 0 | 0 | TRUE | 0 | 2024
Walmart, Inc. | Walmart 07301 | Lafayette | LA | Lafayette | 70520 | Grid Connected | Conditional | Retail/Wholesale | 2024 | 2024 | 800 | 800 | 0 | Natural Gas | 0 | 0 | 0 | 0 | 0 | 0 | 800 | 0 | 0 | TRUE | 0 | 2024
Walmart, Inc. | Walmart 02913 | Boutte | LA | St. Charles | 70039 | Grid Connected | Conditional | Retail/Wholesale | 2024 | 2024 | 800 | 800 | 0 | Natural Gas | 0 | 0 | 0 | 0 | 0 | 0 | 800 | 0 | 0 | TRUE | 0 | 2024
Walmart, Inc. | Walmart 00761 | Raceland | LA | Lafourche | 70394 | Grid Connected | Conditional | Retail/Wholesale | 2024 | 2024 | 800 | 800 | 0 | Natural Gas | 0 | 0 | 0 | 0 | 0 | 0 | 800 | 0 | 0 | TRUE | 0 | 2024
Walmart, Inc. | Walmart 01342 | Kenner | LA | Jefferson | 70065 | Grid Connected | Conditional | Retail/Wholesale | 2024 | 2024 | 1200 | 1200 | 0 | Natural Gas | 0 | 0 | 0 | 0 | 0 | 0 | 1200 | 0 | 0 | TRUE | 0 | 2024
Walmart, Inc. | Walmart 03616 | Amite | LA | Tangipahoa | 70422 | Grid Connected | Conditional | Retail/Wholesale | 2024 | 2024 | 1200 | 1200 | 0 | Natural Gas | 0 | 0 | 0 | 0 | 0 | 0 | 1200 | 0 | 0 | TRUE | 0 | 2024
Walmart, Inc. | Walmart 04508 | Penitas | TX | Hidalgo | 78576 | Grid Connected | Conditional | Retail/Wholesale | 2024 | 2024 | 1200 | 1200 | 0 | Natural Gas | 0 | 0 | 0 | 0 | 0 | 0 | 1200 | 0 | 0 | TRUE | 0 | 2024
Walmart, Inc. | Walmart 01098 | Port Lavaca | TX | Calhoun | 77979 | Grid Connected | Conditional | Retail/Wholesale | 2024 | 2024 | 1200 | 1200 | 0 | Natural Gas | 0 | 0 | 0 | 0 | 0 | 0 | 1200 | 0 | 0 | TRUE | 0 | 2024
Walmart, Inc. | Walmart 02505 | Missouri City | TX | Fort Bend | 77549 | Grid Connected | Conditional | Retail/Wholesale | 2024 | 2024 | 1200 | 1200 | 0 | Natural Gas | 0 | 0 | 0 | 0 | 0 | 0 | 1200 | 0 | 0 | TRUE | 0 | 2024
University of Idaho | University of Idaho Steam Plant | Moscow | ID | Latah | 83844 | Grid Connected | Continuous | College/University |  | 2022 | 825 | 825 | 0 | CHP | 825 | 0 | 0 | 0 | 0 | 0 | 0 | 0 | 0 | FALSE | 0 | 2024